## Source
!-Generator IDFEditor 1.48 | C:\git\NoeValleyWFM_EnergyModel\NoeValleyWFM\SuperceededVersions\Testing\NoeValleyWFM_test6.idf
!-Option SortedOrder
!-NOTE: All comments with '!-' are ignored by the IDFEditor and are generated automatically.
!- Use '!' comments if they need to be retained when using the IDFEditor.
!- =========== ALL OBJECTS IN CLASS: VERSION ===========
Version,
8.6; !- Version Identifier
!- =========== ALL OBJECTS IN CLASS: SIMULATIONCONTROL ===========
SimulationControl,
No, !- Do Zone Sizing Calculation
No, !- Do System Sizing Calculation
No, !- Do Plant Sizing Calculation
No, !- Run Simulation for Sizing Periods
Yes, !- Run Simulation for Weather File Run Periods
No, !- Do HVAC Sizing Simulation for Sizing Periods
1; !- Maximum Number of HVAC Sizing Simulation Passes
!- =========== ALL OBJECTS IN CLASS: BUILDING ===========
Building,
NoeValleyWFM.idf, !- Name
356.172647632627, !- North Axis {deg}
City, !- Terrain
, !- Loads Convergence Tolerance Value
, !- Temperature Convergence Tolerance Value {deltaC}
FullInteriorAndExteriorWithReflections, !- Solar Distribution
25, !- Maximum Number of Warmup Days
6; !- Minimum Number of Warmup Days
!- =========== ALL OBJECTS IN CLASS: SHADOWCALCULATION ===========
ShadowCalculation,
AverageOverDaysInFrequency, !- Calculation Method
30, !- Calculation Frequency
3000; !- Maximum Figures in Shadow Overlap Calculations
!- =========== ALL OBJECTS IN CLASS: SURFACECONVECTIONALGORITHM:INSIDE ===========
SurfaceConvectionAlgorithm:Inside,
TARP; !- Algorithm
!- =========== ALL OBJECTS IN CLASS: SURFACECONVECTIONALGORITHM:OUTSIDE ===========
SurfaceConvectionAlgorithm:Outside,
TARP; !- Algorithm
!- =========== ALL OBJECTS IN CLASS: HEATBALANCEALGORITHM ===========
HeatBalanceAlgorithm,
ConductionTransferFunction, !- Algorithm
200, !- Surface Temperature Upper Limit {C}
0.1, !- Minimum Surface Convection Heat Transfer Coefficient Value {W/m2-K}
1000; !- Maximum Surface Convection Heat Transfer Coefficient Value {W/m2-K}
!- =========== ALL OBJECTS IN CLASS: TIMESTEP ===========
Timestep,
6; !- Number of Timesteps per Hour
!- =========== ALL OBJECTS IN CLASS: SITE:LOCATION ===========
Site:Location,
1E1ABA, !- Name
0.0, !- Latitude {deg}
0.0, !- Longitude {deg}
0.0, !- Time Zone {hr}
0.0; !- Elevation {m}
!- =========== ALL OBJECTS IN CLASS: RUNPERIOD ===========
RunPeriod,
Simulation, !- Name
1, !- Begin Month
1, !- Begin Day of Month
1, !- End Month
2, !- End Day of Month
Thursday, !- Day of Week for Start Day
Yes, !- Use Weather File Holidays and Special Days
Yes, !- Use Weather File Daylight Saving Period
Yes, !- Apply Weekend Holiday Rule
Yes, !- Use Weather File Rain Indicators
Yes, !- Use Weather File Snow Indicators
1; !- Number of Times Runperiod to be Repeated
!- =========== ALL OBJECTS IN CLASS: SCHEDULETYPELIMITS ===========
ScheduleTypeLimits,
Any Number; !- Name
ScheduleTypeLimits,
Fraction, !- Name
0.0, !- Lower Limit Value
1.0, !- Upper Limit Value
CONTINUOUS; !- Numeric Type
ScheduleTypeLimits,
Temperature, !- Name
-140, !- Lower Limit Value
300, !- Upper Limit Value
CONTINUOUS; !- Numeric Type
ScheduleTypeLimits,
On/Off, !- Name
0, !- Lower Limit Value
1, !- Upper Limit Value
DISCRETE; !- Numeric Type
ScheduleTypeLimits,
Control Type, !- Name
0, !- Lower Limit Value
4, !- Upper Limit Value
DISCRETE; !- Numeric Type
ScheduleTypeLimits,
Humidity, !- Name
0, !- Lower Limit Value
100, !- Upper Limit Value
CONTINUOUS; !- Numeric Type
!- =========== ALL OBJECTS IN CLASS: SCHEDULE:COMPACT ===========
Schedule:Compact,
ALWAYS_ON, !- Name
On/Off, !- Schedule Type Limits Name
Through: 12/31, !- Field 1
For: AllDays, !- Field 2
Until: 24:00, !- Field 3
1; !- Field 4
Schedule:Compact,
ALWAYS_OFF, !- Name
On/Off, !- Schedule Type Limits Name
Through: 12/31, !- Field 1
For: AllDays, !- Field 2
Until: 24:00, !- Field 3
0; !- Field 4
Schedule:Compact,
CLOTHING_SCH, !- Name
Any Number, !- Schedule Type Limits Name
Through: 04/30, !- Field 1
For: AllDays, !- Field 2
Until: 24:00, !- Field 3
1.0, !- Field 4
Through: 09/30, !- Field 5
For: AllDays, !- Field 6
Until: 24:00, !- Field 7
0.5, !- Field 8
Through: 12/31, !- Field 9
For: AllDays, !- Field 10
Until: 24:00, !- Field 11
1.0; !- Field 12
Schedule:Compact,
ACTIVITY_SCH, !- Name
Any Number, !- Schedule Type Limits Name
Through: 12/31, !- Field 1
For: AllDays, !- Field 2
Until: 24:00, !- Field 3
120.; !- Field 4
Schedule:Compact,
AIR_VELO_SCH, !- Name
Any Number, !- Schedule Type Limits Name
Through: 12/31, !- Field 1
For: AllDays, !- Field 2
Until: 24:00, !- Field 3
0.2; !- Field 4
Schedule:Compact,
Occupancy_Sales, !- Name
Fraction, !- Schedule Type Limits Name
Through: 12/31, !- Field 1
For: Weekdays, !- Field 2
Until: 06:00, !- Field 3
0.0, !- Field 4
Until: 08:00, !- Field 5
0.1, !- Field 6
Until: 09:00, !- Field 7
0.2, !- Field 8
Until: 11:00, !- Field 9
0.5, !- Field 10
Until: 15:00, !- Field 11
0.7, !- Field 12
Until: 16:00, !- Field 13
0.8, !- Field 14
Until: 17:00, !- Field 15
0.7, !- Field 16
Until: 19:00, !- Field 17
0.5, !- Field 18
Until: 22:00, !- Field 19
0.3, !- Field 20
Until: 24:00, !- Field 21
0.0, !- Field 22
For: SummerDesignDay, !- Field 23
Until: 24:00, !- Field 24
1.0, !- Field 25
For: Saturday, !- Field 26
Until: 06:00, !- Field 27
0.0, !- Field 28
Until: 08:00, !- Field 29
0.1, !- Field 30
Until: 09:00, !- Field 31
0.2, !- Field 32
Until: 10:00, !- Field 33
0.5, !- Field 34
Until: 11:00, !- Field 35
0.6, !- Field 36
Until: 17:00, !- Field 37
0.8, !- Field 38
Until: 18:00, !- Field 39
0.6, !- Field 40
Until: 21:00, !- Field 41
0.2, !- Field 42
Until: 22:00, !- Field 43
0.1, !- Field 44
Until: 24:00, !- Field 45
0.0, !- Field 46
For: WinterDesignDay, !- Field 47
Until: 24:00, !- Field 48
0.0, !- Field 49
For: Sunday Holidays AllOtherDays, !- Field 50
Until: 06:00, !- Field 51
0.0, !- Field 52
Until: 10:00, !- Field 53
0.1, !- Field 54
Until: 12:00, !- Field 55
0.2, !- Field 56
Until: 17:00, !- Field 57
0.4, !- Field 58
Until: 18:00, !- Field 59
0.2, !- Field 60
Until: 22:00, !- Field 61
0.1, !- Field 62
Until: 24:00, !- Field 63
0.0; !- Field 64
Schedule:Compact,
Occupancy_Checkout, !- Name
Fraction, !- Schedule Type Limits Name
Through: 12/31, !- Field 1
For: Weekdays, !- Field 2
Until: 06:00, !- Field 3
0.0, !- Field 4
Until: 08:00, !- Field 5
0.1, !- Field 6
Until: 09:00, !- Field 7
0.2, !- Field 8
Until: 11:00, !- Field 9
0.5, !- Field 10
Until: 15:00, !- Field 11
0.7, !- Field 12
Until: 16:00, !- Field 13
0.8, !- Field 14
Until: 17:00, !- Field 15
0.7, !- Field 16
Until: 19:00, !- Field 17
0.5, !- Field 18
Until: 22:00, !- Field 19
0.3, !- Field 20
Until: 24:00, !- Field 21
0.0, !- Field 22
For: SummerDesignDay, !- Field 23
Until: 24:00, !- Field 24
1.0, !- Field 25
For: Saturday, !- Field 26
Until: 06:00, !- Field 27
0.0, !- Field 28
Until: 08:00, !- Field 29
0.1, !- Field 30
Until: 09:00, !- Field 31
0.2, !- Field 32
Until: 10:00, !- Field 33
0.5, !- Field 34
Until: 11:00, !- Field 35
0.6, !- Field 36
Until: 17:00, !- Field 37
0.8, !- Field 38
Until: 18:00, !- Field 39
0.6, !- Field 40
Until: 21:00, !- Field 41
0.2, !- Field 42
Until: 22:00, !- Field 43
0.1, !- Field 44
Until: 24:00, !- Field 45
0.0, !- Field 46
For: WinterDesignDay, !- Field 47
Until: 24:00, !- Field 48
0.0, !- Field 49
For: Sunday Holidays AllOtherDays, !- Field 50
Until: 06:00, !- Field 51
0.0, !- Field 52
Until: 10:00, !- Field 53
0.1, !- Field 54
Until: 12:00, !- Field 55
0.2, !- Field 56
Until: 17:00, !- Field 57
0.4, !- Field 58
Until: 18:00, !- Field 59
0.2, !- Field 60
Until: 22:00, !- Field 61
0.1, !- Field 62
Until: 24:00, !- Field 63
0.0; !- Field 64
Schedule:Compact,
Occupancy_Office, !- Name
Fraction, !- Schedule Type Limits Name
Through: 12/31, !- Field 1
For: Weekdays, !- Field 2
Until: 06:00, !- Field 3
0.0, !- Field 4
Until: 08:00, !- Field 5
0.1, !- Field 6
Until: 09:00, !- Field 7
0.2, !- Field 8
Until: 11:00, !- Field 9
0.5, !- Field 10
Until: 15:00, !- Field 11
0.7, !- Field 12
Until: 16:00, !- Field 13
0.8, !- Field 14
Until: 17:00, !- Field 15
0.7, !- Field 16
Until: 19:00, !- Field 17
0.5, !- Field 18
Until: 22:00, !- Field 19
0.3, !- Field 20
Until: 24:00, !- Field 21
0.0, !- Field 22
For: SummerDesignDay, !- Field 23
Until: 24:00, !- Field 24
1.0, !- Field 25
For: Saturday, !- Field 26
Until: 06:00, !- Field 27
0.0, !- Field 28
Until: 08:00, !- Field 29
0.1, !- Field 30
Until: 09:00, !- Field 31
0.2, !- Field 32
Until: 10:00, !- Field 33
0.5, !- Field 34
Until: 11:00, !- Field 35
0.6, !- Field 36
Until: 17:00, !- Field 37
0.8, !- Field 38
Until: 18:00, !- Field 39
0.6, !- Field 40
Until: 21:00, !- Field 41
0.2, !- Field 42
Until: 22:00, !- Field 43
0.1, !- Field 44
Until: 24:00, !- Field 45
0.0, !- Field 46
For: WinterDesignDay, !- Field 47
Until: 24:00, !- Field 48
0.0, !- Field 49
For: Sunday Holidays AllOtherDays, !- Field 50
Until: 06:00, !- Field 51
0.0, !- Field 52
Until: 10:00, !- Field 53
0.1, !- Field 54
Until: 12:00, !- Field 55
0.2, !- Field 56
Until: 17:00, !- Field 57
0.4, !- Field 58
Until: 18:00, !- Field 59
0.2, !- Field 60
Until: 22:00, !- Field 61
0.1, !- Field 62
Until: 24:00, !- Field 63
0.0; !- Field 64
Schedule:Compact,
Occupancy_BOH, !- Name
Fraction, !- Schedule Type Limits Name
Through: 12/31, !- Field 1
For: Weekdays, !- Field 2
Until: 06:00, !- Field 3
0.0, !- Field 4
Until: 08:00, !- Field 5
0.1, !- Field 6
Until: 09:00, !- Field 7
0.2, !- Field 8
Until: 11:00, !- Field 9
0.5, !- Field 10
Until: 15:00, !- Field 11
0.7, !- Field 12
Until: 16:00, !- Field 13
0.8, !- Field 14
Until: 17:00, !- Field 15
0.7, !- Field 16
Until: 19:00, !- Field 17
0.5, !- Field 18
Until: 22:00, !- Field 19
0.3, !- Field 20
Until: 24:00, !- Field 21
0.0, !- Field 22
For: SummerDesignDay, !- Field 23
Until: 24:00, !- Field 24
1.0, !- Field 25
For: Saturday, !- Field 26
Until: 06:00, !- Field 27
0.0, !- Field 28
Until: 08:00, !- Field 29
0.1, !- Field 30
Until: 09:00, !- Field 31
0.2, !- Field 32
Until: 10:00, !- Field 33
0.5, !- Field 34
Until: 11:00, !- Field 35
0.6, !- Field 36
Until: 17:00, !- Field 37
0.8, !- Field 38
Until: 18:00, !- Field 39
0.6, !- Field 40
Until: 21:00, !- Field 41
0.2, !- Field 42
Until: 22:00, !- Field 43
0.1, !- Field 44
Until: 24:00, !- Field 45
0.0, !- Field 46
For: WinterDesignDay, !- Field 47
Until: 24:00, !- Field 48
0.0, !- Field 49
For: Sunday Holidays AllOtherDays, !- Field 50
Until: 06:00, !- Field 51
0.0, !- Field 52
Until: 10:00, !- Field 53
0.1, !- Field 54
Until: 12:00, !- Field 55
0.2, !- Field 56
Until: 17:00, !- Field 57
0.4, !- Field 58
Until: 18:00, !- Field 59
0.2, !- Field 60
Until: 22:00, !- Field 61
0.1, !- Field 62
Until: 24:00, !- Field 63
0.0; !- Field 64
Schedule:Compact,
Equipment_Cashier, !- Name
Fraction, !- Schedule Type Limits Name
Through: 12/31, !- Field 1
For: Weekdays, !- Field 2
Until: 06:00, !- Field 3
0.2, !- Field 4
Until: 08:00, !- Field 5
0.4, !- Field 6
Until: 09:00, !- Field 7
0.7, !- Field 8
Until: 18:00, !- Field 9
0.9, !- Field 10
Until: 20:00, !- Field 11
0.8, !- Field 12
Until: 21:00, !- Field 13
0.7, !- Field 14
Until: 22:00, !- Field 15
0.4, !- Field 16
Until: 24:00, !- Field 17
0.2, !- Field 18
For: Saturday, !- Field 19
Until: 06:00, !- Field 20
0.15, !- Field 21
Until: 08:00, !- Field 22
0.3, !- Field 23
Until: 09:00, !- Field 24
0.5, !- Field 25
Until: 10:00, !- Field 26
0.8, !- Field 27
Until: 18:00, !- Field 28
0.9, !- Field 29
Until: 19:00, !- Field 30
0.7, !- Field 31
Until: 21:00, !- Field 32
0.5, !- Field 33
Until: 22:00, !- Field 34
0.3, !- Field 35
Until: 24:00, !- Field 36
0.15, !- Field 37
For: SummerDesignDay, !- Field 38
Until: 24:00, !- Field 39
1.0, !- Field 40
For: WinterDesignDay, !- Field 41
Until: 24:00, !- Field 42
0.0, !- Field 43
For: Sunday Holidays AllOtherDays, !- Field 44
Until: 06:00, !- Field 45
0.15, !- Field 46
Until: 10:00, !- Field 47
0.3, !- Field 48
Until: 12:00, !- Field 49
0.6, !- Field 50
Until: 17:00, !- Field 51
0.8, !- Field 52
Until: 18:00, !- Field 53
0.6, !- Field 54
Until: 22:00, !- Field 55
0.4, !- Field 56
Until: 24:00, !- Field 57
0.15; !- Field 58
Schedule:Compact,
Equipment_Misc1, !- Name
Fraction, !- Schedule Type Limits Name
Through: 12/31, !- Field 1
For: Weekdays, !- Field 2
Until: 06:00, !- Field 3
0.2, !- Field 4
Until: 08:00, !- Field 5
0.4, !- Field 6
Until: 09:00, !- Field 7
0.7, !- Field 8
Until: 18:00, !- Field 9
0.9, !- Field 10
Until: 20:00, !- Field 11
0.8, !- Field 12
Until: 21:00, !- Field 13
0.7, !- Field 14
Until: 22:00, !- Field 15
0.4, !- Field 16
Until: 24:00, !- Field 17
0.2, !- Field 18
For: Saturday, !- Field 19
Until: 06:00, !- Field 20
0.15, !- Field 21
Until: 08:00, !- Field 22
0.3, !- Field 23
Until: 09:00, !- Field 24
0.5, !- Field 25
Until: 10:00, !- Field 26
0.8, !- Field 27
Until: 18:00, !- Field 28
0.9, !- Field 29
Until: 19:00, !- Field 30
0.7, !- Field 31
Until: 21:00, !- Field 32
0.5, !- Field 33
Until: 22:00, !- Field 34
0.3, !- Field 35
Until: 24:00, !- Field 36
0.15, !- Field 37
For: SummerDesignDay, !- Field 38
Until: 24:00, !- Field 39
1.0, !- Field 40
For: WinterDesignDay, !- Field 41
Until: 24:00, !- Field 42
0.0, !- Field 43
For: Sunday Holidays AllOtherDays, !- Field 44
Until: 06:00, !- Field 45
0.15, !- Field 46
Until: 10:00, !- Field 47
0.3, !- Field 48
Until: 12:00, !- Field 49
0.6, !- Field 50
Until: 17:00, !- Field 51
0.8, !- Field 52
Until: 18:00, !- Field 53
0.6, !- Field 54
Until: 22:00, !- Field 55
0.4, !- Field 56
Until: 24:00, !- Field 57
0.15; !- Field 58
Schedule:Compact,
Equipment_Misc2, !- Name
Fraction, !- Schedule Type Limits Name
Through: 12/31, !- Field 1
For: Weekdays, !- Field 2
Until: 06:00, !- Field 3
0.2, !- Field 4
Until: 08:00, !- Field 5
0.4, !- Field 6
Until: 09:00, !- Field 7
0.7, !- Field 8
Until: 18:00, !- Field 9
0.9, !- Field 10
Until: 20:00, !- Field 11
0.8, !- Field 12
Until: 21:00, !- Field 13
0.7, !- Field 14
Until: 22:00, !- Field 15
0.4, !- Field 16
Until: 24:00, !- Field 17
0.2, !- Field 18
For: Saturday, !- Field 19
Until: 06:00, !- Field 20
0.15, !- Field 21
Until: 08:00, !- Field 22
0.3, !- Field 23
Until: 09:00, !- Field 24
0.5, !- Field 25
Until: 10:00, !- Field 26
0.8, !- Field 27
Until: 18:00, !- Field 28
0.9, !- Field 29
Until: 19:00, !- Field 30
0.7, !- Field 31
Until: 21:00, !- Field 32
0.5, !- Field 33
Until: 22:00, !- Field 34
0.3, !- Field 35
Until: 24:00, !- Field 36
0.15, !- Field 37
For: SummerDesignDay, !- Field 38
Until: 24:00, !- Field 39
1.0, !- Field 40
For: WinterDesignDay, !- Field 41
Until: 24:00, !- Field 42
0.0, !- Field 43
For: Sunday Holidays AllOtherDays, !- Field 44
Until: 06:00, !- Field 45
0.15, !- Field 46
Until: 10:00, !- Field 47
0.3, !- Field 48
Until: 12:00, !- Field 49
0.6, !- Field 50
Until: 17:00, !- Field 51
0.8, !- Field 52
Until: 18:00, !- Field 53
0.6, !- Field 54
Until: 22:00, !- Field 55
0.4, !- Field 56
Until: 24:00, !- Field 57
0.15; !- Field 58
Schedule:Compact,
Equipment_Misc3, !- Name
Fraction, !- Schedule Type Limits Name
Through: 12/31, !- Field 1
For: Weekdays, !- Field 2
Until: 06:00, !- Field 3
0.2, !- Field 4
Until: 08:00, !- Field 5
0.4, !- Field 6
Until: 09:00, !- Field 7
0.7, !- Field 8
Until: 18:00, !- Field 9
0.9, !- Field 10
Until: 20:00, !- Field 11
0.8, !- Field 12
Until: 21:00, !- Field 13
0.7, !- Field 14
Until: 22:00, !- Field 15
0.4, !- Field 16
Until: 24:00, !- Field 17
0.2, !- Field 18
For: Saturday, !- Field 19
Until: 06:00, !- Field 20
0.15, !- Field 21
Until: 08:00, !- Field 22
0.3, !- Field 23
Until: 09:00, !- Field 24
0.5, !- Field 25
Until: 10:00, !- Field 26
0.8, !- Field 27
Until: 18:00, !- Field 28
0.9, !- Field 29
Until: 19:00, !- Field 30
0.7, !- Field 31
Until: 21:00, !- Field 32
0.5, !- Field 33
Until: 22:00, !- Field 34
0.3, !- Field 35
Until: 24:00, !- Field 36
0.15, !- Field 37
For: SummerDesignDay, !- Field 38
Until: 24:00, !- Field 39
1.0, !- Field 40
For: WinterDesignDay, !- Field 41
Until: 24:00, !- Field 42
0.0, !- Field 43
For: Sunday Holidays AllOtherDays, !- Field 44
Until: 06:00, !- Field 45
0.15, !- Field 46
Until: 10:00, !- Field 47
0.3, !- Field 48
Until: 12:00, !- Field 49
0.6, !- Field 50
Until: 17:00, !- Field 51
0.8, !- Field 52
Until: 18:00, !- Field 53
0.6, !- Field 54
Until: 22:00, !- Field 55
0.4, !- Field 56
Until: 24:00, !- Field 57
0.15; !- Field 58
Schedule:Compact,
Equipment_Office, !- Name
Fraction, !- Schedule Type Limits Name
Through: 12/31, !- Field 1
For: Weekdays, !- Field 2
Until: 06:00, !- Field 3
0.2, !- Field 4
Until: 08:00, !- Field 5
0.4, !- Field 6
Until: 09:00, !- Field 7
0.7, !- Field 8
Until: 18:00, !- Field 9
0.9, !- Field 10
Until: 20:00, !- Field 11
0.8, !- Field 12
Until: 21:00, !- Field 13
0.7, !- Field 14
Until: 22:00, !- Field 15
0.4, !- Field 16
Until: 24:00, !- Field 17
0.2, !- Field 18
For: Saturday, !- Field 19
Until: 06:00, !- Field 20
0.15, !- Field 21
Until: 08:00, !- Field 22
0.3, !- Field 23
Until: 09:00, !- Field 24
0.5, !- Field 25
Until: 10:00, !- Field 26
0.8, !- Field 27
Until: 18:00, !- Field 28
0.9, !- Field 29
Until: 19:00, !- Field 30
0.7, !- Field 31
Until: 21:00, !- Field 32
0.5, !- Field 33
Until: 22:00, !- Field 34
0.3, !- Field 35
Until: 24:00, !- Field 36
0.15, !- Field 37
For: SummerDesignDay, !- Field 38
Until: 24:00, !- Field 39
1.0, !- Field 40
For: WinterDesignDay, !- Field 41
Until: 24:00, !- Field 42
0.0, !- Field 43
For: Sunday Holidays AllOtherDays, !- Field 44
Until: 06:00, !- Field 45
0.15, !- Field 46
Until: 10:00, !- Field 47
0.3, !- Field 48
Until: 12:00, !- Field 49
0.6, !- Field 50
Until: 17:00, !- Field 51
0.8, !- Field 52
Until: 18:00, !- Field 53
0.6, !- Field 54
Until: 22:00, !- Field 55
0.4, !- Field 56
Until: 24:00, !- Field 57
0.15; !- Field 58
Schedule:Compact,
Lighting_Outdoor, !- Name
Fraction, !- Schedule Type Limits Name
Through: 12/31, !- Field 1
For: Weekdays, !- Field 2
Until: 06:00, !- Field 3
0.05, !- Field 4
Until: 08:00, !- Field 5
0.2, !- Field 6
Until: 09:00, !- Field 7
0.5, !- Field 8
Until: 18:00, !- Field 9
0.9, !- Field 10
Until: 20:00, !- Field 11
0.6, !- Field 12
Until: 21:00, !- Field 13
0.5, !- Field 14
Until: 22:00, !- Field 15
0.2, !- Field 16
Until: 24:00, !- Field 17
0.05, !- Field 18
For: Saturday, !- Field 19
Until: 06:00, !- Field 20
0.05, !- Field 21
Until: 08:00, !- Field 22
0.1, !- Field 23
Until: 09:00, !- Field 24
0.3, !- Field 25
Until: 10:00, !- Field 26
0.6, !- Field 27
Until: 18:00, !- Field 28
0.9, !- Field 29
Until: 19:00, !- Field 30
0.5, !- Field 31
Until: 21:00, !- Field 32
0.3, !- Field 33
Until: 22:00, !- Field 34
0.1, !- Field 35
Until: 24:00, !- Field 36
0.05, !- Field 37
For: SummerDesignDay, !- Field 38
Until: 24:00, !- Field 39
1.0, !- Field 40
For: WinterDesignDay, !- Field 41
Until: 24:00, !- Field 42
0.0, !- Field 43
For: Sunday Holidays AllOtherDays, !- Field 44
Until: 06:00, !- Field 45
0.05, !- Field 46
Until: 10:00, !- Field 47
0.1, !- Field 48
Until: 12:00, !- Field 49
0.4, !- Field 50
Until: 17:00, !- Field 51
0.6, !- Field 52
Until: 18:00, !- Field 53
0.4, !- Field 54
Until: 22:00, !- Field 55
0.2, !- Field 56
Until: 24:00, !- Field 57
0.05; !- Field 58
Schedule:Compact,
Lighting_Ambient, !- Name
Fraction, !- Schedule Type Limits Name
Through: 12/31, !- Field 1
For: Weekdays, !- Field 2
Until: 06:00, !- Field 3
0.05, !- Field 4
Until: 08:00, !- Field 5
0.2, !- Field 6
Until: 09:00, !- Field 7
0.5, !- Field 8
Until: 18:00, !- Field 9
0.9, !- Field 10
Until: 20:00, !- Field 11
0.6, !- Field 12
Until: 21:00, !- Field 13
0.5, !- Field 14
Until: 22:00, !- Field 15
0.2, !- Field 16
Until: 24:00, !- Field 17
0.05, !- Field 18
For: Saturday, !- Field 19
Until: 06:00, !- Field 20
0.05, !- Field 21
Until: 08:00, !- Field 22
0.1, !- Field 23
Until: 09:00, !- Field 24
0.3, !- Field 25
Until: 10:00, !- Field 26
0.6, !- Field 27
Until: 18:00, !- Field 28
0.9, !- Field 29
Until: 19:00, !- Field 30
0.5, !- Field 31
Until: 21:00, !- Field 32
0.3, !- Field 33
Until: 22:00, !- Field 34
0.1, !- Field 35
Until: 24:00, !- Field 36
0.05, !- Field 37
For: SummerDesignDay, !- Field 38
Until: 24:00, !- Field 39
1.0, !- Field 40
For: WinterDesignDay, !- Field 41
Until: 24:00, !- Field 42
0.0, !- Field 43
For: Sunday Holidays AllOtherDays, !- Field 44
Until: 06:00, !- Field 45
0.05, !- Field 46
Until: 10:00, !- Field 47
0.1, !- Field 48
Until: 12:00, !- Field 49
0.4, !- Field 50
Until: 17:00, !- Field 51
0.6, !- Field 52
Until: 18:00, !- Field 53
0.4, !- Field 54
Until: 22:00, !- Field 55
0.2, !- Field 56
Until: 24:00, !- Field 57
0.05; !- Field 58
Schedule:Compact,
Lighting_Task, !- Name
Fraction, !- Schedule Type Limits Name
Through: 12/31, !- Field 1
For: Weekdays, !- Field 2
Until: 06:00, !- Field 3
0.05, !- Field 4
Until: 08:00, !- Field 5
0.2, !- Field 6
Until: 09:00, !- Field 7
0.5, !- Field 8
Until: 18:00, !- Field 9
0.9, !- Field 10
Until: 20:00, !- Field 11
0.6, !- Field 12
Until: 21:00, !- Field 13
0.5, !- Field 14
Until: 22:00, !- Field 15
0.2, !- Field 16
Until: 24:00, !- Field 17
0.05, !- Field 18
For: Saturday, !- Field 19
Until: 06:00, !- Field 20
0.05, !- Field 21
Until: 08:00, !- Field 22
0.1, !- Field 23
Until: 09:00, !- Field 24
0.3, !- Field 25
Until: 10:00, !- Field 26
0.6, !- Field 27
Until: 18:00, !- Field 28
0.9, !- Field 29
Until: 19:00, !- Field 30
0.5, !- Field 31
Until: 21:00, !- Field 32
0.3, !- Field 33
Until: 22:00, !- Field 34
0.1, !- Field 35
Until: 24:00, !- Field 36
0.05, !- Field 37
For: SummerDesignDay, !- Field 38
Until: 24:00, !- Field 39
1.0, !- Field 40
For: WinterDesignDay, !- Field 41
Until: 24:00, !- Field 42
0.0, !- Field 43
For: Sunday Holidays AllOtherDays, !- Field 44
Until: 06:00, !- Field 45
0.05, !- Field 46
Until: 10:00, !- Field 47
0.1, !- Field 48
Until: 12:00, !- Field 49
0.4, !- Field 50
Until: 17:00, !- Field 51
0.6, !- Field 52
Until: 18:00, !- Field 53
0.4, !- Field 54
Until: 22:00, !- Field 55
0.2, !- Field 56
Until: 24:00, !- Field 57
0.05; !- Field 58
Schedule:Compact,
Lighting_BOH, !- Name
Fraction, !- Schedule Type Limits Name
Through: 12/31, !- Field 1
For: Weekdays, !- Field 2
Until: 06:00, !- Field 3
0.05, !- Field 4
Until: 08:00, !- Field 5
0.2, !- Field 6
Until: 09:00, !- Field 7
0.5, !- Field 8
Until: 18:00, !- Field 9
0.9, !- Field 10
Until: 20:00, !- Field 11
0.6, !- Field 12
Until: 21:00, !- Field 13
0.5, !- Field 14
Until: 22:00, !- Field 15
0.2, !- Field 16
Until: 24:00, !- Field 17
0.05, !- Field 18
For: Saturday, !- Field 19
Until: 06:00, !- Field 20
0.05, !- Field 21
Until: 08:00, !- Field 22
0.1, !- Field 23
Until: 09:00, !- Field 24
0.3, !- Field 25
Until: 10:00, !- Field 26
0.6, !- Field 27
Until: 18:00, !- Field 28
0.9, !- Field 29
Until: 19:00, !- Field 30
0.5, !- Field 31
Until: 21:00, !- Field 32
0.3, !- Field 33
Until: 22:00, !- Field 34
0.1, !- Field 35
Until: 24:00, !- Field 36
0.05, !- Field 37
For: SummerDesignDay, !- Field 38
Until: 24:00, !- Field 39
1.0, !- Field 40
For: WinterDesignDay, !- Field 41
Until: 24:00, !- Field 42
0.0, !- Field 43
For: Sunday Holidays AllOtherDays, !- Field 44
Until: 06:00, !- Field 45
0.05, !- Field 46
Until: 10:00, !- Field 47
0.1, !- Field 48
Until: 12:00, !- Field 49
0.4, !- Field 50
Until: 17:00, !- Field 51
0.6, !- Field 52
Until: 18:00, !- Field 53
0.4, !- Field 54
Until: 22:00, !- Field 55
0.2, !- Field 56
Until: 24:00, !- Field 57
0.05; !- Field 58
Schedule:Compact,
WORK_EFF_SCH, !- Name
Fraction, !- Schedule Type Limits Name
Through: 12/31, !- Field 1
For: AllDays, !- Field 2
Until: 24:00, !- Field 3
0.0; !- Field 4
!- =========== ALL OBJECTS IN CLASS: MATERIAL ===========
Material,
ConcreteSlab 8in, !- Name
MediumSmooth, !- Roughness
0.2032, !- Thickness {m}
1.3997494, !- Conductivity {W/m-K}
2100.00320369065, !- Density {kg/m3}
836.800000000001, !- Specific Heat {J/kg-K}
0.9, !- Thermal Absorptance
0.7, !- Solar Absorptance
0.7; !- Visible Absorptance
Material,
G01a 19mm gypsum board, !- Name
MediumSmooth, !- Roughness
0.019, !- Thickness {m}
0.16, !- Conductivity {W/m-K}
800, !- Density {kg/m3}
1090; !- Specific Heat {J/kg-K}
Material,
M05 200mm concrete block,!- Name
MediumRough, !- Roughness
0.2032, !- Thickness {m}
1.11, !- Conductivity {W/m-K}
800, !- Density {kg/m3}
920; !- Specific Heat {J/kg-K}
Material,
Composite 2x6 Wood Stud R19 #1, !- Name
Smooth, !- Roughness
0.019, !- Thickness {m}
0.137, !- Conductivity {W/m-K}
640.0, !- Density {kg/m3}
1006, !- Specific Heat {J/kg-K}
0.9, !- Thermal Absorptance
0.7, !- Solar Absorptance
0.7; !- Visible Absorptance
Material,
Composite 2x6 Wood Stud R19 #2, !- Name
Smooth, !- Roughness
0.133, !- Thickness {m}
0.047, !- Conductivity {W/m-K}
93.84, !- Density {kg/m3}
1006, !- Specific Heat {J/kg-K}
0.9, !- Thermal Absorptance
0.7, !- Solar Absorptance
0.7; !- Visible Absorptance
Material,
Composite 2x6 Wood Stud R19 #3, !- Name
Smooth, !- Roughness
0.025, !- Thickness {m}
0.246, !- Conductivity {W/m-K}
492.67, !- Density {kg/m3}
1006, !- Specific Heat {J/kg-K}
0.9, !- Thermal Absorptance
0.7, !- Solar Absorptance
0.7; !- Visible Absorptance
Material,
Insulation: Cellular glass - 75mm, !- Name
MediumRough, !- Roughness
0.075, !- Thickness {m}
0.05, !- Conductivity {W/m-K}
136, !- Density {kg/m3}
750; !- Specific Heat {J/kg-K}
Material,
Plywood (Douglas Fir) - 12.7mm, !- Name
Smooth, !- Roughness
0.0127, !- Thickness {m}
0.12, !- Conductivity {W/m-K}
540, !- Density {kg/m3}
1210; !- Specific Heat {J/kg-K}
Material,
F14 Slate or tile, !- Name
VeryRough, !- Roughness
0.0127, !- Thickness {m}
1.59, !- Conductivity {W/m-K}
1920, !- Density {kg/m3}
1260; !- Specific Heat {J/kg-K}
!- =========== ALL OBJECTS IN CLASS: MATERIAL:NOMASS ===========
Material:NoMass,
Vaporseal - plastic film,!- Name
Rough, !- Roughness
0.002; !- Thermal Resistance {m2-K/W}
Material:NoMass,
Air, !- Name
VeryRough, !- Roughness
1.58499174835685E-03, !- Thermal Resistance {m2-K/W}
0.001, !- Thermal Absorptance
0.001, !- Solar Absorptance
0.001; !- Visible Absorptance
!- =========== ALL OBJECTS IN CLASS: MATERIAL:AIRGAP ===========
Material:AirGap,
F04 Wall air space resistance, !- Name
0.15; !- Thermal Resistance {m2-K/W}
Material:AirGap,
F05 Ceiling air space resistance, !- Name
0.18; !- Thermal Resistance {m2-K/W}
!- =========== ALL OBJECTS IN CLASS: WINDOWMATERIAL:SIMPLEGLAZINGSYSTEM ===========
WindowMaterial:SimpleGlazingSystem,
ExistingGlass, !- Name
1.1356526, !- U-Factor {W/m2-K}
0.4, !- Solar Heat Gain Coefficient
0.7; !- Visible Transmittance
!- =========== ALL OBJECTS IN CLASS: WINDOWMATERIAL:GLAZING ===========
WindowMaterial:Glazing,
Glass_Existing, !- Name
SpectralAverage, !- Optical Data Type
, !- Window Glass Spectral Data Set Name
0.003175, !- Thickness {m}
, !- Solar Transmittance at Normal Incidence
, !- Front Side Solar Reflectance at Normal Incidence
, !- Back Side Solar Reflectance at Normal Incidence
, !- Visible Transmittance at Normal Incidence
, !- Front Side Visible Reflectance at Normal Incidence
, !- Back Side Visible Reflectance at Normal Incidence
, !- Infrared Transmittance at Normal Incidence
0.84, !- Front Side Infrared Hemispherical Emissivity
0.84, !- Back Side Infrared Hemispherical Emissivity
0.9, !- Conductivity {W/m-K}
1, !- Dirt Correction Factor for Solar and Visible Transmittance
No, !- Solar Diffusing
72000000000, !- Young's modulus {Pa}
0.22; !- Poisson's ratio
!- =========== ALL OBJECTS IN CLASS: WINDOWMATERIAL:GAS ===========
WindowMaterial:Gas,
Air_Glazing, !- Name
Air, !- Gas Type
0.00635; !- Thickness {m}
!- =========== ALL OBJECTS IN CLASS: CONSTRUCTION ===========
Construction,
Floor_Slab, !- Name
ConcreteSlab 8in; !- Outside Layer
Construction,
Roof_Sales, !- Name
Vaporseal - plastic film,!- Outside Layer
Insulation: Cellular glass - 75mm, !- Layer 2
Plywood (Douglas Fir) - 12.7mm; !- Layer 3
Construction,
Roof_BOH, !- Name
Vaporseal - plastic film,!- Outside Layer
Insulation: Cellular glass - 75mm, !- Layer 2
Plywood (Douglas Fir) - 12.7mm; !- Layer 3
Construction,
Wall_Exterior, !- Name
F14 Slate or tile, !- Outside Layer
Vaporseal - plastic film,!- Layer 2
Insulation: Cellular glass - 75mm, !- Layer 3
Plywood (Douglas Fir) - 12.7mm, !- Layer 4
G01a 19mm gypsum board; !- Layer 5
Construction,
Medium Partitions, !- Name
G01a 19mm gypsum board, !- Outside Layer
F04 Wall air space resistance, !- Layer 2
G01a 19mm gypsum board; !- Layer 3
Construction,
Heavy Partitions, !- Name
G01a 19mm gypsum board, !- Outside Layer
M05 200mm concrete block,!- Layer 2
G01a 19mm gypsum board; !- Layer 3
Construction,
Composite 2x6 Wood Stud R19, !- Name
Composite 2x6 Wood Stud R19 #3, !- Outside Layer
Composite 2x6 Wood Stud R19 #2, !- Layer 2
Composite 2x6 Wood Stud R19 #1; !- Layer 3
Construction,
Hole, !- Name
Air; !- Outside Layer
Construction,
Glass, !- Name
Glass_Existing, !- Outside Layer
Air_Glazing, !- Layer 2
Glass_Existing; !- Layer 3
!- =========== ALL OBJECTS IN CLASS: GLOBALGEOMETRYRULES ===========
GlobalGeometryRules,
UpperLeftCorner, !- Starting Vertex Position
Counterclockwise, !- Vertex Entry Direction
Relative, !- Coordinate System
Relative, !- Daylighting Reference Point Coordinate System
Relative; !- Rectangular Surface Coordinate System
!- =========== ALL OBJECTS IN CLASS: ZONE ===========
Zone,
L1-101-EntranceExit Thermal Zone, !- Name
0, !- Direction of Relative North {deg}
0, !- X Origin {m}
0, !- Y Origin {m}
0; !- Z Origin {m}
Zone,
L1-101-SalesAisle1 Thermal Zone, !- Name
0, !- Direction of Relative North {deg}
0, !- X Origin {m}
0, !- Y Origin {m}
0; !- Z Origin {m}
Zone,
L1-101-SalesAisle10 Thermal Zone, !- Name
0, !- Direction of Relative North {deg}
0, !- X Origin {m}
0, !- Y Origin {m}
0; !- Z Origin {m}
Zone,
L1-101-SalesAisle2 Thermal Zone, !- Name
0, !- Direction of Relative North {deg}
0, !- X Origin {m}
0, !- Y Origin {m}
0; !- Z Origin {m}
Zone,
L1-101-SalesAisle3 Thermal Zone, !- Name
0, !- Direction of Relative North {deg}
0, !- X Origin {m}
0, !- Y Origin {m}
0; !- Z Origin {m}
Zone,
L1-101-SalesAisle4 Thermal Zone, !- Name
0, !- Direction of Relative North {deg}
0, !- X Origin {m}
0, !- Y Origin {m}
0; !- Z Origin {m}
Zone,
L1-101-SalesAisle5 Thermal Zone, !- Name
0, !- Direction of Relative North {deg}
0, !- X Origin {m}
0, !- Y Origin {m}
0; !- Z Origin {m}
Zone,
L1-101-SalesAisle6 Thermal Zone, !- Name
0, !- Direction of Relative North {deg}
0, !- X Origin {m}
0, !- Y Origin {m}
0; !- Z Origin {m}
Zone,
L1-101-SalesAisle7 Thermal Zone, !- Name
0, !- Direction of Relative North {deg}
0, !- X Origin {m}
0, !- Y Origin {m}
0; !- Z Origin {m}
Zone,
L1-101-SalesAisle8 Thermal Zone, !- Name
0, !- Direction of Relative North {deg}
0, !- X Origin {m}
0, !- Y Origin {m}
0; !- Z Origin {m}
Zone,
L1-101-SalesAisle9 Thermal Zone, !- Name
0, !- Direction of Relative North {deg}
0, !- X Origin {m}
0, !- Y Origin {m}
0; !- Z Origin {m}
Zone,
L1-101-SalesAisleBulk Thermal Zone, !- Name
0, !- Direction of Relative North {deg}
0, !- X Origin {m}
0, !- Y Origin {m}
0; !- Z Origin {m}
Zone,
L1-101-SalesCirculation1 Thermal Zone, !- Name
0, !- Direction of Relative North {deg}
0, !- X Origin {m}
0, !- Y Origin {m}
0; !- Z Origin {m}
Zone,
L1-101-SalesCirculation10 Thermal Zone, !- Name
0, !- Direction of Relative North {deg}
0, !- X Origin {m}
0, !- Y Origin {m}
0; !- Z Origin {m}
Zone,
L1-101-SalesCirculation2 Thermal Zone, !- Name
0, !- Direction of Relative North {deg}
0, !- X Origin {m}
0, !- Y Origin {m}
0; !- Z Origin {m}
Zone,
L1-101-SalesCirculation3 Thermal Zone, !- Name
0, !- Direction of Relative North {deg}
0, !- X Origin {m}
0, !- Y Origin {m}
0; !- Z Origin {m}
Zone,
L1-101-SalesCirculation4 Thermal Zone, !- Name
0, !- Direction of Relative North {deg}
0, !- X Origin {m}
0, !- Y Origin {m}
0; !- Z Origin {m}
Zone,
L1-101-SalesCirculation5 Thermal Zone, !- Name
0, !- Direction of Relative North {deg}
0, !- X Origin {m}
0, !- Y Origin {m}
0; !- Z Origin {m}
Zone,
L1-101-SalesCirculation6 Thermal Zone, !- Name
0, !- Direction of Relative North {deg}
0, !- X Origin {m}
0, !- Y Origin {m}
0; !- Z Origin {m}
Zone,
L1-101-SalesCirculation7 Thermal Zone, !- Name
0, !- Direction of Relative North {deg}
0, !- X Origin {m}
0, !- Y Origin {m}
0; !- Z Origin {m}
Zone,
L1-101-SalesCirculation8 Thermal Zone, !- Name
0, !- Direction of Relative North {deg}
0, !- X Origin {m}
0, !- Y Origin {m}
0; !- Z Origin {m}
Zone,
L1-101-SalesCirculation9 Thermal Zone, !- Name
0, !- Direction of Relative North {deg}
0, !- X Origin {m}
0, !- Y Origin {m}
0; !- Z Origin {m}
Zone,
L1-101-SalesCirculationMeatSeafood Thermal Zone, !- Name
0, !- Direction of Relative North {deg}
0, !- X Origin {m}
0, !- Y Origin {m}
0; !- Z Origin {m}
Zone,
L1-101-SalesRefrigerationAisle1 Thermal Zone, !- Name
0, !- Direction of Relative North {deg}
0, !- X Origin {m}
0, !- Y Origin {m}
0; !- Z Origin {m}
Zone,
L1-101-SalesRefrigerationAisle2 Thermal Zone, !- Name
0, !- Direction of Relative North {deg}
0, !- X Origin {m}
0, !- Y Origin {m}
0; !- Z Origin {m}
Zone,
L1-101-SalesRefrigerationAisle3 Thermal Zone, !- Name
0, !- Direction of Relative North {deg}
0, !- X Origin {m}
0, !- Y Origin {m}
0; !- Z Origin {m}
Zone,
L1-101-SalesRefrigerationAisle4 Thermal Zone, !- Name
0, !- Direction of Relative North {deg}
0, !- X Origin {m}
0, !- Y Origin {m}
0; !- Z Origin {m}
Zone,
L1-101-SalesRefrigerationAisle5 Thermal Zone, !- Name
0, !- Direction of Relative North {deg}
0, !- X Origin {m}
0, !- Y Origin {m}
0; !- Z Origin {m}
Zone,
L1-101-SalesRefrigerationAisle6 Thermal Zone, !- Name
0, !- Direction of Relative North {deg}
0, !- X Origin {m}
0, !- Y Origin {m}
0; !- Z Origin {m}
Zone,
L1-101-SalesRefrigerationAisle7 Thermal Zone, !- Name
0, !- Direction of Relative North {deg}
0, !- X Origin {m}
0, !- Y Origin {m}
0; !- Z Origin {m}
Zone,
L1-101-SalesRefrigerationEndcap1 Thermal Zone, !- Name
0, !- Direction of Relative North {deg}
0, !- X Origin {m}
0, !- Y Origin {m}
0; !- Z Origin {m}
Zone,
L1-101-SalesRefrigerationEndcap2 Thermal Zone, !- Name
0, !- Direction of Relative North {deg}
0, !- X Origin {m}
0, !- Y Origin {m}
0; !- Z Origin {m}
Zone,
L1-101-SalesRefrigerationEndcap3 Thermal Zone, !- Name
0, !- Direction of Relative North {deg}
0, !- X Origin {m}
0, !- Y Origin {m}
0; !- Z Origin {m}
Zone,
L1-101-SalesRefrigerationReachInBeer Thermal Zone, !- Name
0, !- Direction of Relative North {deg}
0, !- X Origin {m}
0, !- Y Origin {m}
0; !- Z Origin {m}
Zone,
L1-101-SalesRefrigerationReachInBeverages Thermal Zone, !- Name
0, !- Direction of Relative North {deg}
0, !- X Origin {m}
0, !- Y Origin {m}
0; !- Z Origin {m}
Zone,
L1-101-SalesRefrigerationReachInChees Thermal Zone, !- Name
0, !- Direction of Relative North {deg}
0, !- X Origin {m}
0, !- Y Origin {m}
0; !- Z Origin {m}
Zone,
L1-101-SalesRefrigerationReachInDairy1 Thermal Zone, !- Name
0, !- Direction of Relative North {deg}
0, !- X Origin {m}
0, !- Y Origin {m}
0; !- Z Origin {m}
Zone,
L1-101-SalesRefrigerationReachInDairy2 Thermal Zone, !- Name
0, !- Direction of Relative North {deg}
0, !- X Origin {m}
0, !- Y Origin {m}
0; !- Z Origin {m}
Zone,
L1-101-SalesRefrigerationReachInDairy3 Thermal Zone, !- Name
0, !- Direction of Relative North {deg}
0, !- X Origin {m}
0, !- Y Origin {m}
0; !- Z Origin {m}
Zone,
L1-101-SalesRefrigerationReachInMeatSubstitutes Thermal Zone, !- Name
0, !- Direction of Relative North {deg}
0, !- X Origin {m}
0, !- Y Origin {m}
0; !- Z Origin {m}
Zone,
L1-101-SalesRefrigerationReachInPrepared Thermal Zone, !- Name
0, !- Direction of Relative North {deg}
0, !- X Origin {m}
0, !- Y Origin {m}
0; !- Z Origin {m}
Zone,
L1-101-SalesWine Thermal Zone, !- Name
0, !- Direction of Relative North {deg}
0, !- X Origin {m}
0, !- Y Origin {m}
0; !- Z Origin {m}
Zone,
L1-102-Checkout1 Thermal Zone, !- Name
0, !- Direction of Relative North {deg}
0, !- X Origin {m}
0, !- Y Origin {m}
0; !- Z Origin {m}
Zone,
L1-102-Checkout2 Thermal Zone, !- Name
0, !- Direction of Relative North {deg}
0, !- X Origin {m}
0, !- Y Origin {m}
0; !- Z Origin {m}
Zone,
L1-102-Checkout3 Thermal Zone, !- Name
0, !- Direction of Relative North {deg}
0, !- X Origin {m}
0, !- Y Origin {m}
0; !- Z Origin {m}
Zone,
L1-102-Checkout4 Thermal Zone, !- Name
0, !- Direction of Relative North {deg}
0, !- X Origin {m}
0, !- Y Origin {m}
0; !- Z Origin {m}
Zone,
L1-102-CheckoutBagging Thermal Zone, !- Name
0, !- Direction of Relative North {deg}
0, !- X Origin {m}
0, !- Y Origin {m}
0; !- Z Origin {m}
Zone,
L1-102-Exit Thermal Zone,!- Name
0, !- Direction of Relative North {deg}
0, !- X Origin {m}
0, !- Y Origin {m}
0; !- Z Origin {m}
Zone,
L1-102-ReceivingOffice Thermal Zone, !- Name
0, !- Direction of Relative North {deg}
0, !- X Origin {m}
0, !- Y Origin {m}
0; !- Z Origin {m}
Zone,
L1-102-SelfCheckout Thermal Zone, !- Name
0, !- Direction of Relative North {deg}
0, !- X Origin {m}
0, !- Y Origin {m}
0; !- Z Origin {m}
Zone,
L1-103-Floral Thermal Zone, !- Name
0, !- Direction of Relative North {deg}
0, !- X Origin {m}
0, !- Y Origin {m}
0; !- Z Origin {m}
Zone,
L1-104-Produce Thermal Zone, !- Name
0, !- Direction of Relative North {deg}
0, !- X Origin {m}
0, !- Y Origin {m}
0; !- Z Origin {m}
Zone,
L1-104-ProduceCirculation Thermal Zone, !- Name
0, !- Direction of Relative North {deg}
0, !- X Origin {m}
0, !- Y Origin {m}
0; !- Z Origin {m}
Zone,
L1-104-ProduceCoolers1 Thermal Zone, !- Name
0, !- Direction of Relative North {deg}
0, !- X Origin {m}
0, !- Y Origin {m}
0; !- Z Origin {m}
Zone,
L1-104-ProduceCoolers2 Thermal Zone, !- Name
0, !- Direction of Relative North {deg}
0, !- X Origin {m}
0, !- Y Origin {m}
0; !- Z Origin {m}
Zone,
L1-104-ProduceCoolers3 Thermal Zone, !- Name
0, !- Direction of Relative North {deg}
0, !- X Origin {m}
0, !- Y Origin {m}
0; !- Z Origin {m}
Zone,
L1-106-Receiving Thermal Zone, !- Name
0, !- Direction of Relative North {deg}
0, !- X Origin {m}
0, !- Y Origin {m}
0; !- Z Origin {m}
Zone,
L1-106-ReceivingTransformers2 Thermal Zone, !- Name
0, !- Direction of Relative North {deg}
0, !- X Origin {m}
0, !- Y Origin {m}
0; !- Z Origin {m}
Zone,
L1-108-ProduceCooler Thermal Zone, !- Name
0, !- Direction of Relative North {deg}
0, !- X Origin {m}
0, !- Y Origin {m}
0; !- Z Origin {m}
Zone,
L1-109-Corridor Thermal Zone, !- Name
0, !- Direction of Relative North {deg}
0, !- X Origin {m}
0, !- Y Origin {m}
0; !- Z Origin {m}
Zone,
L1-110-ProducePrep Thermal Zone, !- Name
0, !- Direction of Relative North {deg}
0, !- X Origin {m}
0, !- Y Origin {m}
0; !- Z Origin {m}
Zone,
L1-111-GroceryFreezer Thermal Zone, !- Name
0, !- Direction of Relative North {deg}
0, !- X Origin {m}
0, !- Y Origin {m}
0; !- Z Origin {m}
Zone,
L1-112-DairyCooler Thermal Zone, !- Name
0, !- Direction of Relative North {deg}
0, !- X Origin {m}
0, !- Y Origin {m}
0; !- Z Origin {m}
Zone,
L1-113-BeerCage Thermal Zone, !- Name
0, !- Direction of Relative North {deg}
0, !- X Origin {m}
0, !- Y Origin {m}
0; !- Z Origin {m}
Zone,
L1-114-Backstock Thermal Zone, !- Name
0, !- Direction of Relative North {deg}
0, !- X Origin {m}
0, !- Y Origin {m}
0; !- Z Origin {m}
Zone,
L1-115-MeatSeafoodCooler Thermal Zone, !- Name
0, !- Direction of Relative North {deg}
0, !- X Origin {m}
0, !- Y Origin {m}
0; !- Z Origin {m}
Zone,
L1-116-MeatService Thermal Zone, !- Name
0, !- Direction of Relative North {deg}
0, !- X Origin {m}
0, !- Y Origin {m}
0; !- Z Origin {m}
Zone,
L1-117-SeafoodSurface Thermal Zone, !- Name
0, !- Direction of Relative North {deg}
0, !- X Origin {m}
0, !- Y Origin {m}
0; !- Z Origin {m}
Zone,
L1-118-PreparedFoodsPrep Thermal Zone, !- Name
0, !- Direction of Relative North {deg}
0, !- X Origin {m}
0, !- Y Origin {m}
0; !- Z Origin {m}
Zone,
L1-119-DeliCooler Thermal Zone, !- Name
0, !- Direction of Relative North {deg}
0, !- X Origin {m}
0, !- Y Origin {m}
0; !- Z Origin {m}
Zone,
L1-120-Women Thermal Zone, !- Name
0, !- Direction of Relative North {deg}
0, !- X Origin {m}
0, !- Y Origin {m}
0; !- Z Origin {m}
Zone,
L1-121-Men Thermal Zone, !- Name
0, !- Direction of Relative North {deg}
0, !- X Origin {m}
0, !- Y Origin {m}
0; !- Z Origin {m}
Zone,
L1-122-Corridor Thermal Zone, !- Name
0, !- Direction of Relative North {deg}
0, !- X Origin {m}
0, !- Y Origin {m}
0; !- Z Origin {m}
Zone,
L1-123-Stairs Thermal Zone, !- Name
0, !- Direction of Relative North {deg}
0, !- X Origin {m}
0, !- Y Origin {m}
0; !- Z Origin {m}
Zone,
L1-124-SpecialtyService Thermal Zone, !- Name
0, !- Direction of Relative North {deg}
0, !- X Origin {m}
0, !- Y Origin {m}
0; !- Z Origin {m}
Zone,
L1-125-PreparedFoods1 Thermal Zone, !- Name
0, !- Direction of Relative North {deg}
0, !- X Origin {m}
0, !- Y Origin {m}
0; !- Z Origin {m}
Zone,
L1-125-PreparedFoods2 Thermal Zone, !- Name
0, !- Direction of Relative North {deg}
0, !- X Origin {m}
0, !- Y Origin {m}
0; !- Z Origin {m}
Zone,
L1-126-BakeryService Thermal Zone, !- Name
0, !- Direction of Relative North {deg}
0, !- X Origin {m}
0, !- Y Origin {m}
0; !- Z Origin {m}
Zone,
L1-127-Coffee Thermal Zone, !- Name
0, !- Direction of Relative North {deg}
0, !- X Origin {m}
0, !- Y Origin {m}
0; !- Z Origin {m}
Zone,
L1-Shaft Thermal Zone, !- Name
0, !- Direction of Relative North {deg}
0, !- X Origin {m}
0, !- Y Origin {m}
0; !- Z Origin {m}
Zone,
L1-Stairs Thermal Zone, !- Name
0, !- Direction of Relative North {deg}
0, !- X Origin {m}
0, !- Y Origin {m}
0; !- Z Origin {m}
Zone,
L1S1-Backstock Thermal Zone, !- Name
0, !- Direction of Relative North {deg}
0, !- X Origin {m}
0, !- Y Origin {m}
0; !- Z Origin {m}
Zone,
L1S1-BeerCage Thermal Zone, !- Name
0, !- Direction of Relative North {deg}
0, !- X Origin {m}
0, !- Y Origin {m}
0; !- Z Origin {m}
Zone,
L1S1-Checkout Thermal Zone, !- Name
0, !- Direction of Relative North {deg}
0, !- X Origin {m}
0, !- Y Origin {m}
0; !- Z Origin {m}
Zone,
L1S1-Coffee Thermal Zone,!- Name
0, !- Direction of Relative North {deg}
0, !- X Origin {m}
0, !- Y Origin {m}
0; !- Z Origin {m}
Zone,
L1S1-Corridor Thermal Zone, !- Name
0, !- Direction of Relative North {deg}
0, !- X Origin {m}
0, !- Y Origin {m}
0; !- Z Origin {m}
Zone,
L1S1-DairyCooler Thermal Zone, !- Name
0, !- Direction of Relative North {deg}
0, !- X Origin {m}
0, !- Y Origin {m}
0; !- Z Origin {m}
Zone,
L1S1-DeliCooler Thermal Zone, !- Name
0, !- Direction of Relative North {deg}
0, !- X Origin {m}
0, !- Y Origin {m}
0; !- Z Origin {m}
Zone,
L1S1-Loading Thermal Zone, !- Name
0, !- Direction of Relative North {deg}
0, !- X Origin {m}
0, !- Y Origin {m}
0; !- Z Origin {m}
Zone,
L1S1-MeatSeafoodCooler Thermal Zone, !- Name
0, !- Direction of Relative North {deg}
0, !- X Origin {m}
0, !- Y Origin {m}
0; !- Z Origin {m}
Zone,
L1S1-Men Thermal Zone, !- Name
0, !- Direction of Relative North {deg}
0, !- X Origin {m}
0, !- Y Origin {m}
0; !- Z Origin {m}
Zone,
L1S1-PreparedFoods Thermal Zone, !- Name
0, !- Direction of Relative North {deg}
0, !- X Origin {m}
0, !- Y Origin {m}
0; !- Z Origin {m}
Zone,
L1S1-PreparedFoodsPrep Thermal Zone, !- Name
0, !- Direction of Relative North {deg}
0, !- X Origin {m}
0, !- Y Origin {m}
0; !- Z Origin {m}
Zone,
L1S1-Produce Thermal Zone, !- Name
0, !- Direction of Relative North {deg}
0, !- X Origin {m}
0, !- Y Origin {m}
0; !- Z Origin {m}
Zone,
L1S1-SalesAisle1 Thermal Zone, !- Name
0, !- Direction of Relative North {deg}
0, !- X Origin {m}
0, !- Y Origin {m}
0; !- Z Origin {m}
Zone,
L1S1-SalesAisle4 Thermal Zone, !- Name
0, !- Direction of Relative North {deg}
0, !- X Origin {m}
0, !- Y Origin {m}
0; !- Z Origin {m}
Zone,
L1S1-SalesNorth Thermal Zone, !- Name
0, !- Direction of Relative North {deg}
0, !- X Origin {m}
0, !- Y Origin {m}
0; !- Z Origin {m}
Zone,
L1S1-SalesRefrigerationAisle6 Thermal Zone, !- Name
0, !- Direction of Relative North {deg}
0, !- X Origin {m}
0, !- Y Origin {m}
0; !- Z Origin {m}
Zone,
L1S1-SalesRefrigerationReachInDairy2 Thermal Zone, !- Name
0, !- Direction of Relative North {deg}
0, !- X Origin {m}
0, !- Y Origin {m}
0; !- Z Origin {m}
Zone,
L1S1-SalesRefrigerationReachPrepared Thermal Zone, !- Name
0, !- Direction of Relative North {deg}
0, !- X Origin {m}
0, !- Y Origin {m}
0; !- Z Origin {m}
Zone,
L1S1-SalesSouth Thermal Zone, !- Name
0, !- Direction of Relative North {deg}
0, !- X Origin {m}
0, !- Y Origin {m}
0; !- Z Origin {m}
Zone,
L1S1-SeafoodSurface Thermal Zone, !- Name
0, !- Direction of Relative North {deg}
0, !- X Origin {m}
0, !- Y Origin {m}
0; !- Z Origin {m}
Zone,
L1S1-Shaft Thermal Zone, !- Name
0, !- Direction of Relative North {deg}
0, !- X Origin {m}
0, !- Y Origin {m}
0; !- Z Origin {m}
Zone,
L1S1-SpecialtyService Thermal Zone, !- Name
0, !- Direction of Relative North {deg}
0, !- X Origin {m}
0, !- Y Origin {m}
0; !- Z Origin {m}
Zone,
L1S1-Stairs Thermal Zone,!- Name
0, !- Direction of Relative North {deg}
0, !- X Origin {m}
0, !- Y Origin {m}
0; !- Z Origin {m}
Zone,
L1S1-Women Thermal Zone, !- Name
0, !- Direction of Relative North {deg}
0, !- X Origin {m}
0, !- Y Origin {m}
0; !- Z Origin {m}
Zone,
L1S2-AislesEast Thermal Zone, !- Name
0, !- Direction of Relative North {deg}
0, !- X Origin {m}
0, !- Y Origin {m}
0; !- Z Origin {m}
Zone,
L1S2-AislesWest Thermal Zone, !- Name
0, !- Direction of Relative North {deg}
0, !- X Origin {m}
0, !- Y Origin {m}
0; !- Z Origin {m}
Zone,
L1S2-Bakery Thermal Zone,!- Name
0, !- Direction of Relative North {deg}
0, !- X Origin {m}
0, !- Y Origin {m}
0; !- Z Origin {m}
Zone,
L1S2-Checkout Thermal Zone, !- Name
0, !- Direction of Relative North {deg}
0, !- X Origin {m}
0, !- Y Origin {m}
0; !- Z Origin {m}
Zone,
L1S2-LoadingBOH Thermal Zone, !- Name
0, !- Direction of Relative North {deg}
0, !- X Origin {m}
0, !- Y Origin {m}
0; !- Z Origin {m}
Zone,
L1S2-ReachInPrepared Thermal Zone, !- Name
0, !- Direction of Relative North {deg}
0, !- X Origin {m}
0, !- Y Origin {m}
0; !- Z Origin {m}
Zone,
L1S2-Shaft Thermal Zone, !- Name
0, !- Direction of Relative North {deg}
0, !- X Origin {m}
0, !- Y Origin {m}
0; !- Z Origin {m}
Zone,
L1S2-Shaft2 Thermal Zone,!- Name
0, !- Direction of Relative North {deg}
0, !- X Origin {m}
0, !- Y Origin {m}
0; !- Z Origin {m}
Zone,
L2-201-Corridor Thermal Zone, !- Name
0, !- Direction of Relative North {deg}
0, !- X Origin {m}
0, !- Y Origin {m}
0; !- Z Origin {m}
Zone,
L2-201-ExgStorage Thermal Zone, !- Name
0, !- Direction of Relative North {deg}
0, !- X Origin {m}
0, !- Y Origin {m}
0; !- Z Origin {m}
Zone,
L2-201-Stairs1 Thermal Zone, !- Name
0, !- Direction of Relative North {deg}
0, !- X Origin {m}
0, !- Y Origin {m}
0; !- Z Origin {m}
Zone,
L2-201-Storage Thermal Zone, !- Name
0, !- Direction of Relative North {deg}
0, !- X Origin {m}
0, !- Y Origin {m}
0; !- Z Origin {m}
Zone,
L2-201-Walkins Thermal Zone, !- Name
0, !- Direction of Relative North {deg}
0, !- X Origin {m}
0, !- Y Origin {m}
0; !- Z Origin {m}
Zone,
L2-205-RefrigerationEquipmentRoomLower Thermal Zone, !- Name
0, !- Direction of Relative North {deg}
0, !- X Origin {m}
0, !- Y Origin {m}
0; !- Z Origin {m}
Zone,
L2-205-RefrigerationEquipmentRoomUpper Thermal Zone, !- Name
0, !- Direction of Relative North {deg}
0, !- X Origin {m}
0, !- Y Origin {m}
0; !- Z Origin {m}
Zone,
M-123-Stairs Thermal Zone, !- Name
0, !- Direction of Relative North {deg}
0, !- X Origin {m}
0, !- Y Origin {m}
0; !- Z Origin {m}
Zone,
M-151-Stairs1 Thermal Zone, !- Name
0, !- Direction of Relative North {deg}
0, !- X Origin {m}
0, !- Y Origin {m}
0; !- Z Origin {m}
Zone,
M-152-MDF Thermal Zone, !- Name
0, !- Direction of Relative North {deg}
0, !- X Origin {m}
0, !- Y Origin {m}
0; !- Z Origin {m}
Zone,
M-153-CashRoom Thermal Zone, !- Name
0, !- Direction of Relative North {deg}
0, !- X Origin {m}
0, !- Y Origin {m}
0; !- Z Origin {m}
Zone,
M-154-ExgOffice Thermal Zone, !- Name
0, !- Direction of Relative North {deg}
0, !- X Origin {m}
0, !- Y Origin {m}
0; !- Z Origin {m}
Zone,
M-155-ExgOffice Thermal Zone, !- Name
0, !- Direction of Relative North {deg}
0, !- X Origin {m}
0, !- Y Origin {m}
0; !- Z Origin {m}
Zone,
M-156-StlOffice Thermal Zone, !- Name
0, !- Direction of Relative North {deg}
0, !- X Origin {m}
0, !- Y Origin {m}
0; !- Z Origin {m}
Zone,
M-157-ExgOffice Thermal Zone, !- Name
0, !- Direction of Relative North {deg}
0, !- X Origin {m}
0, !- Y Origin {m}
0; !- Z Origin {m}
Zone,
M-158-BreakRoom Thermal Zone, !- Name
0, !- Direction of Relative North {deg}
0, !- X Origin {m}
0, !- Y Origin {m}
0; !- Z Origin {m}
Zone,
M-159-ExgVest Thermal Zone, !- Name
0, !- Direction of Relative North {deg}
0, !- X Origin {m}
0, !- Y Origin {m}
0; !- Z Origin {m}
Zone,
M-161-Men Thermal Zone, !- Name
0, !- Direction of Relative North {deg}
0, !- X Origin {m}
0, !- Y Origin {m}
0; !- Z Origin {m}
Zone,
M-162-PrepRoom Thermal Zone, !- Name
0, !- Direction of Relative North {deg}
0, !- X Origin {m}
0, !- Y Origin {m}
0; !- Z Origin {m}
Zone,
M-163-MeatPrep Thermal Zone, !- Name
0, !- Direction of Relative North {deg}
0, !- X Origin {m}
0, !- Y Origin {m}
0; !- Z Origin {m}
Zone,
M-164-MeatCooler Thermal Zone, !- Name
0, !- Direction of Relative North {deg}
0, !- X Origin {m}
0, !- Y Origin {m}
0; !- Z Origin {m}
Zone,
M-201-ExgStorage Thermal Zone, !- Name
0, !- Direction of Relative North {deg}
0, !- X Origin {m}
0, !- Y Origin {m}
0; !- Z Origin {m}
Zone,
M-BakeryFreezer Thermal Zone, !- Name
0, !- Direction of Relative North {deg}
0, !- X Origin {m}
0, !- Y Origin {m}
0; !- Z Origin {m}
Zone,
M-ExgWomen Thermal Zone, !- Name
0, !- Direction of Relative North {deg}
0, !- X Origin {m}
0, !- Y Origin {m}
0; !- Z Origin {m}
Zone,
_Dup_Dup_Dup_Dup Thermal Zone, !- Name
0, !- Direction of Relative North {deg}
0, !- X Origin {m}
0, !- Y Origin {m}
0; !- Z Origin {m}
Zone,
_Dup_Dup_Dup_Dup_Dup Thermal Zone, !- Name
0, !- Direction of Relative North {deg}
0, !- X Origin {m}
0, !- Y Origin {m}
0; !- Z Origin {m}
!- =========== ALL OBJECTS IN CLASS: ZONELIST ===========
ZoneList,
Sales Circulation Zones, !- Name
L1-101-EntranceExit Thermal Zone, !- Zone 1 Name
L1-101-SalesCirculation1 Thermal Zone, !- Zone 2 Name
L1-101-SalesCirculation10 Thermal Zone, !- Zone 3 Name
L1-101-SalesCirculation2 Thermal Zone, !- Zone 4 Name
L1-101-SalesCirculation3 Thermal Zone, !- Zone 5 Name
L1-101-SalesCirculation4 Thermal Zone, !- Zone 6 Name
L1-101-SalesCirculation5 Thermal Zone, !- Zone 7 Name
L1-101-SalesCirculation6 Thermal Zone, !- Zone 8 Name
L1-101-SalesCirculation7 Thermal Zone, !- Zone 9 Name
L1-101-SalesCirculation8 Thermal Zone, !- Zone 10 Name
L1-101-SalesCirculation9 Thermal Zone, !- Zone 11 Name
L1-101-SalesCirculationMeatSeafood Thermal Zone, !- Zone 12 Name
L1-101-SalesWine Thermal Zone, !- Zone 13 Name
L1-102-Exit Thermal Zone,!- Zone 14 Name
L1-103-Floral Thermal Zone, !- Zone 15 Name
L1-104-Produce Thermal Zone; !- Zone 16 Name
ZoneList,
Sales Aisle Zones, !- Name
L1-101-SalesAisle1 Thermal Zone, !- Zone 1 Name
L1-101-SalesAisle10 Thermal Zone, !- Zone 2 Name
L1-101-SalesAisle2 Thermal Zone, !- Zone 3 Name
L1-101-SalesAisle3 Thermal Zone, !- Zone 4 Name
L1-101-SalesAisle4 Thermal Zone, !- Zone 5 Name
L1-101-SalesAisle5 Thermal Zone, !- Zone 6 Name
L1-101-SalesAisle6 Thermal Zone, !- Zone 7 Name
L1-101-SalesAisle7 Thermal Zone, !- Zone 8 Name
L1-101-SalesAisle8 Thermal Zone, !- Zone 9 Name
L1-101-SalesAisle9 Thermal Zone, !- Zone 10 Name
L1-101-SalesAisleBulk Thermal Zone, !- Zone 11 Name
L1-101-SalesRefrigerationAisle1 Thermal Zone, !- Zone 12 Name
L1-101-SalesRefrigerationAisle2 Thermal Zone, !- Zone 13 Name
L1-101-SalesRefrigerationAisle3 Thermal Zone, !- Zone 14 Name
L1-101-SalesRefrigerationAisle4 Thermal Zone, !- Zone 15 Name
L1-101-SalesRefrigerationAisle5 Thermal Zone, !- Zone 16 Name
L1-101-SalesRefrigerationAisle6 Thermal Zone, !- Zone 17 Name
L1-101-SalesRefrigerationAisle7 Thermal Zone, !- Zone 18 Name
L1-101-SalesRefrigerationEndcap1 Thermal Zone, !- Zone 19 Name
L1-101-SalesRefrigerationEndcap2 Thermal Zone, !- Zone 20 Name
L1-101-SalesRefrigerationEndcap3 Thermal Zone, !- Zone 21 Name
L1-101-SalesRefrigerationReachInBeer Thermal Zone, !- Zone 22 Name
L1-101-SalesRefrigerationReachInBeverages Thermal Zone, !- Zone 23 Name
L1-101-SalesRefrigerationReachInChees Thermal Zone, !- Zone 24 Name
L1-101-SalesRefrigerationReachInDairy1 Thermal Zone, !- Zone 25 Name
L1-101-SalesRefrigerationReachInDairy2 Thermal Zone, !- Zone 26 Name
L1-101-SalesRefrigerationReachInDairy3 Thermal Zone, !- Zone 27 Name
L1-101-SalesRefrigerationReachInMeatSubstitutes Thermal Zone, !- Zone 28 Name
L1-101-SalesRefrigerationReachInPrepared Thermal Zone, !- Zone 29 Name
L1-104-ProduceCoolers1 Thermal Zone, !- Zone 30 Name
L1-104-ProduceCoolers2 Thermal Zone, !- Zone 31 Name
L1-104-ProduceCoolers3 Thermal Zone, !- Zone 32 Name
L1-115-MeatSeafoodCooler Thermal Zone, !- Zone 33 Name
L1-119-DeliCooler Thermal Zone; !- Zone 34 Name
ZoneList,
Service Bar Zones, !- Name
L1-116-MeatService Thermal Zone, !- Zone 1 Name
L1-117-SeafoodSurface Thermal Zone, !- Zone 2 Name
L1-124-SpecialtyService Thermal Zone, !- Zone 3 Name
L1-126-BakeryService Thermal Zone, !- Zone 4 Name
L1-127-Coffee Thermal Zone; !- Zone 5 Name
ZoneList,
BOH Receiving Zones, !- Name
L1-106-Receiving Thermal Zone, !- Zone 1 Name
L1-109-Corridor Thermal Zone; !- Zone 2 Name
ZoneList,
BOH Prep Zones, !- Name
L1-110-ProducePrep Thermal Zone, !- Zone 1 Name
L1-118-PreparedFoodsPrep Thermal Zone, !- Zone 2 Name
M-162-PrepRoom Thermal Zone, !- Zone 3 Name
M-163-MeatPrep Thermal Zone, !- Zone 4 Name
M-164-MeatCooler Thermal Zone; !- Zone 5 Name
ZoneList,
BOH Office Zones, !- Name
L1-102-ReceivingOffice Thermal Zone, !- Zone 1 Name
M-153-CashRoom Thermal Zone, !- Zone 2 Name
M-154-ExgOffice Thermal Zone, !- Zone 3 Name
M-155-ExgOffice Thermal Zone, !- Zone 4 Name
M-156-StlOffice Thermal Zone, !- Zone 5 Name
M-157-ExgOffice Thermal Zone; !- Zone 6 Name
ZoneList,
BOH Storage Zones, !- Name
L1-108-ProduceCooler Thermal Zone, !- Zone 1 Name
L1-112-DairyCooler Thermal Zone, !- Zone 2 Name
L1-113-BeerCage Thermal Zone, !- Zone 3 Name
L1-114-Backstock Thermal Zone, !- Zone 4 Name
L1-115-MeatSeafoodCooler Thermal Zone, !- Zone 5 Name
L1-119-DeliCooler Thermal Zone, !- Zone 6 Name
L2-201-ExgStorage Thermal Zone; !- Zone 7 Name
ZoneList,
BOH Lounge Zones, !- Name
M-201-ExgStorage Thermal Zone, !- Zone 1 Name
M-158-BreakRoom Thermal Zone; !- Zone 2 Name
ZoneList,
Checkout Zones, !- Name
L1-102-Checkout1 Thermal Zone, !- Zone 1 Name
L1-102-Checkout2 Thermal Zone, !- Zone 2 Name
L1-102-Checkout3 Thermal Zone, !- Zone 3 Name
L1-102-Checkout4 Thermal Zone, !- Zone 4 Name
L1-102-SelfCheckout Thermal Zone; !- Zone 5 Name
!- =========== ALL OBJECTS IN CLASS: BUILDINGSURFACE:DETAILED ===========
BuildingSurface:Detailed,
_Srf_0_Dup_Dup_Dup_Dup, !- Name
Floor, !- Surface Type
Hole, !- Construction Name
_Dup_Dup_Dup_Dup Thermal Zone, !- Zone Name
ground, !- Outside Boundary Condition
, !- Outside Boundary Condition Object
NoSun, !- Sun Exposure
NoWind, !- Wind Exposure
, !- View Factor to Ground
4, !- Number of Vertices
35.4, !- Vertex 1 X-coordinate {m}
61.783, !- Vertex 1 Y-coordinate {m}
0, !- Vertex 1 Z-coordinate {m}
35.4, !- Vertex 2 X-coordinate {m}
40, !- Vertex 2 Y-coordinate {m}
0, !- Vertex 2 Z-coordinate {m}
-34.7, !- Vertex 3 X-coordinate {m}
40, !- Vertex 3 Y-coordinate {m}
0, !- Vertex 3 Z-coordinate {m}
-34.7, !- Vertex 4 X-coordinate {m}
61.783, !- Vertex 4 Y-coordinate {m}
0, !- Vertex 4 Z-coordinate {m}
, !- Vertex 5 X-coordinate {m}
, !- Vertex 5 Y-coordinate {m}
, !- Vertex 5 Z-coordinate {m}
, !- Vertex 6 X-coordinate {m}
, !- Vertex 6 Y-coordinate {m}
, !- Vertex 6 Z-coordinate {m}
, !- Vertex 7 X-coordinate {m}
, !- Vertex 7 Y-coordinate {m}
, !- Vertex 7 Z-coordinate {m}
, !- Vertex 8 X-coordinate {m}
, !- Vertex 8 Y-coordinate {m}
, !- Vertex 8 Z-coordinate {m}
, !- Vertex 9 X-coordinate {m}
, !- Vertex 9 Y-coordinate {m}
, !- Vertex 9 Z-coordinate {m}
, !- Vertex 10 X-coordinate {m}
, !- Vertex 10 Y-coordinate {m}
, !- Vertex 10 Z-coordinate {m}
, !- Vertex 11 X-coordinate {m}
, !- Vertex 11 Y-coordinate {m}
, !- Vertex 11 Z-coordinate {m}
, !- Vertex 12 X-coordinate {m}
, !- Vertex 12 Y-coordinate {m}
, !- Vertex 12 Z-coordinate {m}
, !- Vertex 13 X-coordinate {m}
, !- Vertex 13 Y-coordinate {m}
, !- Vertex 13 Z-coordinate {m}
, !- Vertex 14 X-coordinate {m}
, !- Vertex 14 Y-coordinate {m}
, !- Vertex 14 Z-coordinate {m}
, !- Vertex 15 X-coordinate {m}
, !- Vertex 15 Y-coordinate {m}
, !- Vertex 15 Z-coordinate {m}
, !- Vertex 16 X-coordinate {m}
, !- Vertex 16 Y-coordinate {m}
, !- Vertex 16 Z-coordinate {m}
, !- Vertex 17 X-coordinate {m}
, !- Vertex 17 Y-coordinate {m}
, !- Vertex 17 Z-coordinate {m}
, !- Vertex 18 X-coordinate {m}
, !- Vertex 18 Y-coordinate {m}
, !- Vertex 18 Z-coordinate {m}
, !- Vertex 19 X-coordinate {m}
, !- Vertex 19 Y-coordinate {m}
, !- Vertex 19 Z-coordinate {m}
, !- Vertex 20 X-coordinate {m}
, !- Vertex 20 Y-coordinate {m}
; !- Vertex 20 Z-coordinate {m}
BuildingSurface:Detailed,
_Srf_0_Dup_Dup_Dup_Dup_Dup, !- Name
Floor, !- Surface Type
Hole, !- Construction Name
_Dup_Dup_Dup_Dup_Dup Thermal Zone, !- Zone Name
ground, !- Outside Boundary Condition
, !- Outside Boundary Condition Object
NoSun, !- Sun Exposure
NoWind, !- Wind Exposure
, !- View Factor to Ground
4, !- Number of Vertices
150.3, !- Vertex 1 X-coordinate {m}
61.783, !- Vertex 1 Y-coordinate {m}
0, !- Vertex 1 Z-coordinate {m}
150.3, !- Vertex 2 X-coordinate {m}
40, !- Vertex 2 Y-coordinate {m}
0, !- Vertex 2 Z-coordinate {m}
82.6, !- Vertex 3 X-coordinate {m}
40, !- Vertex 3 Y-coordinate {m}
0, !- Vertex 3 Z-coordinate {m}
82.6, !- Vertex 4 X-coordinate {m}
61.783, !- Vertex 4 Y-coordinate {m}
0, !- Vertex 4 Z-coordinate {m}
, !- Vertex 5 X-coordinate {m}
, !- Vertex 5 Y-coordinate {m}
, !- Vertex 5 Z-coordinate {m}
, !- Vertex 6 X-coordinate {m}
, !- Vertex 6 Y-coordinate {m}
, !- Vertex 6 Z-coordinate {m}
, !- Vertex 7 X-coordinate {m}
, !- Vertex 7 Y-coordinate {m}
, !- Vertex 7 Z-coordinate {m}
, !- Vertex 8 X-coordinate {m}
, !- Vertex 8 Y-coordinate {m}
, !- Vertex 8 Z-coordinate {m}
, !- Vertex 9 X-coordinate {m}
, !- Vertex 9 Y-coordinate {m}
, !- Vertex 9 Z-coordinate {m}
, !- Vertex 10 X-coordinate {m}
, !- Vertex 10 Y-coordinate {m}
, !- Vertex 10 Z-coordinate {m}
, !- Vertex 11 X-coordinate {m}
, !- Vertex 11 Y-coordinate {m}
, !- Vertex 11 Z-coordinate {m}
, !- Vertex 12 X-coordinate {m}
, !- Vertex 12 Y-coordinate {m}
, !- Vertex 12 Z-coordinate {m}
, !- Vertex 13 X-coordinate {m}
, !- Vertex 13 Y-coordinate {m}
, !- Vertex 13 Z-coordinate {m}
, !- Vertex 14 X-coordinate {m}
, !- Vertex 14 Y-coordinate {m}
, !- Vertex 14 Z-coordinate {m}
, !- Vertex 15 X-coordinate {m}
, !- Vertex 15 Y-coordinate {m}
, !- Vertex 15 Z-coordinate {m}
, !- Vertex 16 X-coordinate {m}
, !- Vertex 16 Y-coordinate {m}
, !- Vertex 16 Z-coordinate {m}
, !- Vertex 17 X-coordinate {m}
, !- Vertex 17 Y-coordinate {m}
, !- Vertex 17 Z-coordinate {m}
, !- Vertex 18 X-coordinate {m}
, !- Vertex 18 Y-coordinate {m}
, !- Vertex 18 Z-coordinate {m}
, !- Vertex 19 X-coordinate {m}
, !- Vertex 19 Y-coordinate {m}
, !- Vertex 19 Z-coordinate {m}
, !- Vertex 20 X-coordinate {m}
, !- Vertex 20 Y-coordinate {m}
; !- Vertex 20 Z-coordinate {m}
BuildingSurface:Detailed,
_Srf_1, !- Name
Wall, !- Surface Type
Wall_Exterior, !- Construction Name
_Dup_Dup_Dup_Dup Thermal Zone, !- Zone Name
Outdoors, !- Outside Boundary Condition
, !- Outside Boundary Condition Object
SunExposed, !- Sun Exposure
WindExposed, !- Wind Exposure
, !- View Factor to Ground
4, !- Number of Vertices
35.4, !- Vertex 1 X-coordinate {m}
40, !- Vertex 1 Y-coordinate {m}
15.24, !- Vertex 1 Z-coordinate {m}
35.4, !- Vertex 2 X-coordinate {m}
40, !- Vertex 2 Y-coordinate {m}
0, !- Vertex 2 Z-coordinate {m}
35.4, !- Vertex 3 X-coordinate {m}
61.783, !- Vertex 3 Y-coordinate {m}
0, !- Vertex 3 Z-coordinate {m}
35.4, !- Vertex 4 X-coordinate {m}
61.783, !- Vertex 4 Y-coordinate {m}
15.24, !- Vertex 4 Z-coordinate {m}
, !- Vertex 5 X-coordinate {m}
, !- Vertex 5 Y-coordinate {m}
, !- Vertex 5 Z-coordinate {m}
, !- Vertex 6 X-coordinate {m}
, !- Vertex 6 Y-coordinate {m}
, !- Vertex 6 Z-coordinate {m}
, !- Vertex 7 X-coordinate {m}
, !- Vertex 7 Y-coordinate {m}
, !- Vertex 7 Z-coordinate {m}
, !- Vertex 8 X-coordinate {m}
, !- Vertex 8 Y-coordinate {m}
, !- Vertex 8 Z-coordinate {m}
, !- Vertex 9 X-coordinate {m}
, !- Vertex 9 Y-coordinate {m}
, !- Vertex 9 Z-coordinate {m}
, !- Vertex 10 X-coordinate {m}
, !- Vertex 10 Y-coordinate {m}
, !- Vertex 10 Z-coordinate {m}
, !- Vertex 11 X-coordinate {m}
, !- Vertex 11 Y-coordinate {m}
, !- Vertex 11 Z-coordinate {m}
, !- Vertex 12 X-coordinate {m}
, !- Vertex 12 Y-coordinate {m}
, !- Vertex 12 Z-coordinate {m}
, !- Vertex 13 X-coordinate {m}
, !- Vertex 13 Y-coordinate {m}
, !- Vertex 13 Z-coordinate {m}
, !- Vertex 14 X-coordinate {m}
, !- Vertex 14 Y-coordinate {m}
, !- Vertex 14 Z-coordinate {m}
, !- Vertex 15 X-coordinate {m}
, !- Vertex 15 Y-coordinate {m}
, !- Vertex 15 Z-coordinate {m}
, !- Vertex 16 X-coordinate {m}
, !- Vertex 16 Y-coordinate {m}
, !- Vertex 16 Z-coordinate {m}
, !- Vertex 17 X-coordinate {m}
, !- Vertex 17 Y-coordinate {m}
, !- Vertex 17 Z-coordinate {m}
, !- Vertex 18 X-coordinate {m}
, !- Vertex 18 Y-coordinate {m}
, !- Vertex 18 Z-coordinate {m}
, !- Vertex 19 X-coordinate {m}
, !- Vertex 19 Y-coordinate {m}
, !- Vertex 19 Z-coordinate {m}
, !- Vertex 20 X-coordinate {m}
, !- Vertex 20 Y-coordinate {m}
; !- Vertex 20 Z-coordinate {m}
BuildingSurface:Detailed,
_Srf_1_Dup, !- Name
Wall, !- Surface Type
Wall_Exterior, !- Construction Name
_Dup_Dup_Dup_Dup_Dup Thermal Zone, !- Zone Name
Outdoors, !- Outside Boundary Condition
, !- Outside Boundary Condition Object
SunExposed, !- Sun Exposure
WindExposed, !- Wind Exposure
, !- View Factor to Ground
4, !- Number of Vertices
82.6, !- Vertex 1 X-coordinate {m}
61.783, !- Vertex 1 Y-coordinate {m}
15.24, !- Vertex 1 Z-coordinate {m}
82.6, !- Vertex 2 X-coordinate {m}
61.783, !- Vertex 2 Y-coordinate {m}
0, !- Vertex 2 Z-coordinate {m}
82.6, !- Vertex 3 X-coordinate {m}
40, !- Vertex 3 Y-coordinate {m}
0, !- Vertex 3 Z-coordinate {m}
82.6, !- Vertex 4 X-coordinate {m}
40, !- Vertex 4 Y-coordinate {m}
15.24, !- Vertex 4 Z-coordinate {m}
, !- Vertex 5 X-coordinate {m}
, !- Vertex 5 Y-coordinate {m}
, !- Vertex 5 Z-coordinate {m}
, !- Vertex 6 X-coordinate {m}
, !- Vertex 6 Y-coordinate {m}
, !- Vertex 6 Z-coordinate {m}
, !- Vertex 7 X-coordinate {m}
, !- Vertex 7 Y-coordinate {m}
, !- Vertex 7 Z-coordinate {m}
, !- Vertex 8 X-coordinate {m}
, !- Vertex 8 Y-coordinate {m}
, !- Vertex 8 Z-coordinate {m}
, !- Vertex 9 X-coordinate {m}
, !- Vertex 9 Y-coordinate {m}
, !- Vertex 9 Z-coordinate {m}
, !- Vertex 10 X-coordinate {m}
, !- Vertex 10 Y-coordinate {m}
, !- Vertex 10 Z-coordinate {m}
, !- Vertex 11 X-coordinate {m}
, !- Vertex 11 Y-coordinate {m}
, !- Vertex 11 Z-coordinate {m}
, !- Vertex 12 X-coordinate {m}
, !- Vertex 12 Y-coordinate {m}
, !- Vertex 12 Z-coordinate {m}
, !- Vertex 13 X-coordinate {m}
, !- Vertex 13 Y-coordinate {m}
, !- Vertex 13 Z-coordinate {m}
, !- Vertex 14 X-coordinate {m}
, !- Vertex 14 Y-coordinate {m}
, !- Vertex 14 Z-coordinate {m}
, !- Vertex 15 X-coordinate {m}
, !- Vertex 15 Y-coordinate {m}
, !- Vertex 15 Z-coordinate {m}
, !- Vertex 16 X-coordinate {m}
, !- Vertex 16 Y-coordinate {m}
, !- Vertex 16 Z-coordinate {m}
, !- Vertex 17 X-coordinate {m}
, !- Vertex 17 Y-coordinate {m}
, !- Vertex 17 Z-coordinate {m}
, !- Vertex 18 X-coordinate {m}
, !- Vertex 18 Y-coordinate {m}
, !- Vertex 18 Z-coordinate {m}
, !- Vertex 19 X-coordinate {m}
, !- Vertex 19 Y-coordinate {m}
, !- Vertex 19 Z-coordinate {m}
, !- Vertex 20 X-coordinate {m}
, !- Vertex 20 Y-coordinate {m}
; !- Vertex 20 Z-coordinate {m}
BuildingSurface:Detailed,
_Srf_2, !- Name
Wall, !- Surface Type
Wall_Exterior, !- Construction Name
_Dup_Dup_Dup_Dup Thermal Zone, !- Zone Name
Outdoors, !- Outside Boundary Condition
, !- Outside Boundary Condition Object
SunExposed, !- Sun Exposure
WindExposed, !- Wind Exposure
, !- View Factor to Ground
4, !- Number of Vertices
-34.7, !- Vertex 1 X-coordinate {m}
40, !- Vertex 1 Y-coordinate {m}
15.24, !- Vertex 1 Z-coordinate {m}
-34.7, !- Vertex 2 X-coordinate {m}
40, !- Vertex 2 Y-coordinate {m}
0, !- Vertex 2 Z-coordinate {m}
35.4, !- Vertex 3 X-coordinate {m}
40, !- Vertex 3 Y-coordinate {m}
0, !- Vertex 3 Z-coordinate {m}
35.4, !- Vertex 4 X-coordinate {m}
40, !- Vertex 4 Y-coordinate {m}
15.24, !- Vertex 4 Z-coordinate {m}
, !- Vertex 5 X-coordinate {m}
, !- Vertex 5 Y-coordinate {m}
, !- Vertex 5 Z-coordinate {m}
, !- Vertex 6 X-coordinate {m}
, !- Vertex 6 Y-coordinate {m}
, !- Vertex 6 Z-coordinate {m}
, !- Vertex 7 X-coordinate {m}
, !- Vertex 7 Y-coordinate {m}
, !- Vertex 7 Z-coordinate {m}
, !- Vertex 8 X-coordinate {m}
, !- Vertex 8 Y-coordinate {m}
, !- Vertex 8 Z-coordinate {m}
, !- Vertex 9 X-coordinate {m}
, !- Vertex 9 Y-coordinate {m}
, !- Vertex 9 Z-coordinate {m}
, !- Vertex 10 X-coordinate {m}
, !- Vertex 10 Y-coordinate {m}
, !- Vertex 10 Z-coordinate {m}
, !- Vertex 11 X-coordinate {m}
, !- Vertex 11 Y-coordinate {m}
, !- Vertex 11 Z-coordinate {m}
, !- Vertex 12 X-coordinate {m}
, !- Vertex 12 Y-coordinate {m}
, !- Vertex 12 Z-coordinate {m}
, !- Vertex 13 X-coordinate {m}
, !- Vertex 13 Y-coordinate {m}
, !- Vertex 13 Z-coordinate {m}
, !- Vertex 14 X-coordinate {m}
, !- Vertex 14 Y-coordinate {m}
, !- Vertex 14 Z-coordinate {m}
, !- Vertex 15 X-coordinate {m}
, !- Vertex 15 Y-coordinate {m}
, !- Vertex 15 Z-coordinate {m}
, !- Vertex 16 X-coordinate {m}
, !- Vertex 16 Y-coordinate {m}
, !- Vertex 16 Z-coordinate {m}
, !- Vertex 17 X-coordinate {m}
, !- Vertex 17 Y-coordinate {m}
, !- Vertex 17 Z-coordinate {m}
, !- Vertex 18 X-coordinate {m}
, !- Vertex 18 Y-coordinate {m}
, !- Vertex 18 Z-coordinate {m}
, !- Vertex 19 X-coordinate {m}
, !- Vertex 19 Y-coordinate {m}
, !- Vertex 19 Z-coordinate {m}
, !- Vertex 20 X-coordinate {m}
, !- Vertex 20 Y-coordinate {m}
; !- Vertex 20 Z-coordinate {m}
BuildingSurface:Detailed,
_Srf_2_Dup, !- Name
Wall, !- Surface Type
Wall_Exterior, !- Construction Name
_Dup_Dup_Dup_Dup_Dup Thermal Zone, !- Zone Name
Outdoors, !- Outside Boundary Condition
, !- Outside Boundary Condition Object
SunExposed, !- Sun Exposure
WindExposed, !- Wind Exposure
, !- View Factor to Ground
4, !- Number of Vertices
82.6, !- Vertex 1 X-coordinate {m}
40, !- Vertex 1 Y-coordinate {m}
15.24, !- Vertex 1 Z-coordinate {m}
82.6, !- Vertex 2 X-coordinate {m}
40, !- Vertex 2 Y-coordinate {m}
0, !- Vertex 2 Z-coordinate {m}
150.3, !- Vertex 3 X-coordinate {m}
40, !- Vertex 3 Y-coordinate {m}
0, !- Vertex 3 Z-coordinate {m}
150.3, !- Vertex 4 X-coordinate {m}
40, !- Vertex 4 Y-coordinate {m}
15.24, !- Vertex 4 Z-coordinate {m}
, !- Vertex 5 X-coordinate {m}
, !- Vertex 5 Y-coordinate {m}
, !- Vertex 5 Z-coordinate {m}
, !- Vertex 6 X-coordinate {m}
, !- Vertex 6 Y-coordinate {m}
, !- Vertex 6 Z-coordinate {m}
, !- Vertex 7 X-coordinate {m}
, !- Vertex 7 Y-coordinate {m}
, !- Vertex 7 Z-coordinate {m}
, !- Vertex 8 X-coordinate {m}
, !- Vertex 8 Y-coordinate {m}
, !- Vertex 8 Z-coordinate {m}
, !- Vertex 9 X-coordinate {m}
, !- Vertex 9 Y-coordinate {m}
, !- Vertex 9 Z-coordinate {m}
, !- Vertex 10 X-coordinate {m}
, !- Vertex 10 Y-coordinate {m}
, !- Vertex 10 Z-coordinate {m}
, !- Vertex 11 X-coordinate {m}
, !- Vertex 11 Y-coordinate {m}
, !- Vertex 11 Z-coordinate {m}
, !- Vertex 12 X-coordinate {m}
, !- Vertex 12 Y-coordinate {m}
, !- Vertex 12 Z-coordinate {m}
, !- Vertex 13 X-coordinate {m}
, !- Vertex 13 Y-coordinate {m}
, !- Vertex 13 Z-coordinate {m}
, !- Vertex 14 X-coordinate {m}
, !- Vertex 14 Y-coordinate {m}
, !- Vertex 14 Z-coordinate {m}
, !- Vertex 15 X-coordinate {m}
, !- Vertex 15 Y-coordinate {m}
, !- Vertex 15 Z-coordinate {m}
, !- Vertex 16 X-coordinate {m}
, !- Vertex 16 Y-coordinate {m}
, !- Vertex 16 Z-coordinate {m}
, !- Vertex 17 X-coordinate {m}
, !- Vertex 17 Y-coordinate {m}
, !- Vertex 17 Z-coordinate {m}
, !- Vertex 18 X-coordinate {m}
, !- Vertex 18 Y-coordinate {m}
, !- Vertex 18 Z-coordinate {m}
, !- Vertex 19 X-coordinate {m}
, !- Vertex 19 Y-coordinate {m}
, !- Vertex 19 Z-coordinate {m}
, !- Vertex 20 X-coordinate {m}
, !- Vertex 20 Y-coordinate {m}
; !- Vertex 20 Z-coordinate {m}
BuildingSurface:Detailed,
_Srf_3, !- Name
Wall, !- Surface Type
Wall_Exterior, !- Construction Name
_Dup_Dup_Dup_Dup Thermal Zone, !- Zone Name
Outdoors, !- Outside Boundary Condition
, !- Outside Boundary Condition Object
SunExposed, !- Sun Exposure
WindExposed, !- Wind Exposure
, !- View Factor to Ground
4, !- Number of Vertices
-34.7, !- Vertex 1 X-coordinate {m}
61.783, !- Vertex 1 Y-coordinate {m}
15.24, !- Vertex 1 Z-coordinate {m}
-34.7, !- Vertex 2 X-coordinate {m}
61.783, !- Vertex 2 Y-coordinate {m}
0, !- Vertex 2 Z-coordinate {m}
-34.7, !- Vertex 3 X-coordinate {m}
40, !- Vertex 3 Y-coordinate {m}
0, !- Vertex 3 Z-coordinate {m}
-34.7, !- Vertex 4 X-coordinate {m}
40, !- Vertex 4 Y-coordinate {m}
15.24, !- Vertex 4 Z-coordinate {m}
, !- Vertex 5 X-coordinate {m}
, !- Vertex 5 Y-coordinate {m}
, !- Vertex 5 Z-coordinate {m}
, !- Vertex 6 X-coordinate {m}
, !- Vertex 6 Y-coordinate {m}
, !- Vertex 6 Z-coordinate {m}
, !- Vertex 7 X-coordinate {m}
, !- Vertex 7 Y-coordinate {m}
, !- Vertex 7 Z-coordinate {m}
, !- Vertex 8 X-coordinate {m}
, !- Vertex 8 Y-coordinate {m}
, !- Vertex 8 Z-coordinate {m}
, !- Vertex 9 X-coordinate {m}
, !- Vertex 9 Y-coordinate {m}
, !- Vertex 9 Z-coordinate {m}
, !- Vertex 10 X-coordinate {m}
, !- Vertex 10 Y-coordinate {m}
, !- Vertex 10 Z-coordinate {m}
, !- Vertex 11 X-coordinate {m}
, !- Vertex 11 Y-coordinate {m}
, !- Vertex 11 Z-coordinate {m}
, !- Vertex 12 X-coordinate {m}
, !- Vertex 12 Y-coordinate {m}
, !- Vertex 12 Z-coordinate {m}
, !- Vertex 13 X-coordinate {m}
, !- Vertex 13 Y-coordinate {m}
, !- Vertex 13 Z-coordinate {m}
, !- Vertex 14 X-coordinate {m}
, !- Vertex 14 Y-coordinate {m}
, !- Vertex 14 Z-coordinate {m}
, !- Vertex 15 X-coordinate {m}
, !- Vertex 15 Y-coordinate {m}
, !- Vertex 15 Z-coordinate {m}
, !- Vertex 16 X-coordinate {m}
, !- Vertex 16 Y-coordinate {m}
, !- Vertex 16 Z-coordinate {m}
, !- Vertex 17 X-coordinate {m}
, !- Vertex 17 Y-coordinate {m}
, !- Vertex 17 Z-coordinate {m}
, !- Vertex 18 X-coordinate {m}
, !- Vertex 18 Y-coordinate {m}
, !- Vertex 18 Z-coordinate {m}
, !- Vertex 19 X-coordinate {m}
, !- Vertex 19 Y-coordinate {m}
, !- Vertex 19 Z-coordinate {m}
, !- Vertex 20 X-coordinate {m}
, !- Vertex 20 Y-coordinate {m}
; !- Vertex 20 Z-coordinate {m}
BuildingSurface:Detailed,
_Srf_3_Dup, !- Name
Wall, !- Surface Type
Wall_Exterior, !- Construction Name
_Dup_Dup_Dup_Dup_Dup Thermal Zone, !- Zone Name
Outdoors, !- Outside Boundary Condition
, !- Outside Boundary Condition Object
SunExposed, !- Sun Exposure
WindExposed, !- Wind Exposure
, !- View Factor to Ground
4, !- Number of Vertices
150.3, !- Vertex 1 X-coordinate {m}
40, !- Vertex 1 Y-coordinate {m}
15.24, !- Vertex 1 Z-coordinate {m}
150.3, !- Vertex 2 X-coordinate {m}
40, !- Vertex 2 Y-coordinate {m}
0, !- Vertex 2 Z-coordinate {m}
150.3, !- Vertex 3 X-coordinate {m}
61.783, !- Vertex 3 Y-coordinate {m}
0, !- Vertex 3 Z-coordinate {m}
150.3, !- Vertex 4 X-coordinate {m}
61.783, !- Vertex 4 Y-coordinate {m}
15.24, !- Vertex 4 Z-coordinate {m}
, !- Vertex 5 X-coordinate {m}
, !- Vertex 5 Y-coordinate {m}
, !- Vertex 5 Z-coordinate {m}
, !- Vertex 6 X-coordinate {m}
, !- Vertex 6 Y-coordinate {m}
, !- Vertex 6 Z-coordinate {m}
, !- Vertex 7 X-coordinate {m}
, !- Vertex 7 Y-coordinate {m}
, !- Vertex 7 Z-coordinate {m}
, !- Vertex 8 X-coordinate {m}
, !- Vertex 8 Y-coordinate {m}
, !- Vertex 8 Z-coordinate {m}
, !- Vertex 9 X-coordinate {m}
, !- Vertex 9 Y-coordinate {m}
, !- Vertex 9 Z-coordinate {m}
, !- Vertex 10 X-coordinate {m}
, !- Vertex 10 Y-coordinate {m}
, !- Vertex 10 Z-coordinate {m}
, !- Vertex 11 X-coordinate {m}
, !- Vertex 11 Y-coordinate {m}
, !- Vertex 11 Z-coordinate {m}
, !- Vertex 12 X-coordinate {m}
, !- Vertex 12 Y-coordinate {m}
, !- Vertex 12 Z-coordinate {m}
, !- Vertex 13 X-coordinate {m}
, !- Vertex 13 Y-coordinate {m}
, !- Vertex 13 Z-coordinate {m}
, !- Vertex 14 X-coordinate {m}
, !- Vertex 14 Y-coordinate {m}
, !- Vertex 14 Z-coordinate {m}
, !- Vertex 15 X-coordinate {m}
, !- Vertex 15 Y-coordinate {m}
, !- Vertex 15 Z-coordinate {m}
, !- Vertex 16 X-coordinate {m}
, !- Vertex 16 Y-coordinate {m}
, !- Vertex 16 Z-coordinate {m}
, !- Vertex 17 X-coordinate {m}
, !- Vertex 17 Y-coordinate {m}
, !- Vertex 17 Z-coordinate {m}
, !- Vertex 18 X-coordinate {m}
, !- Vertex 18 Y-coordinate {m}
, !- Vertex 18 Z-coordinate {m}
, !- Vertex 19 X-coordinate {m}
, !- Vertex 19 Y-coordinate {m}
, !- Vertex 19 Z-coordinate {m}
, !- Vertex 20 X-coordinate {m}
, !- Vertex 20 Y-coordinate {m}
; !- Vertex 20 Z-coordinate {m}
BuildingSurface:Detailed,
_Srf_4, !- Name
Wall, !- Surface Type
Wall_Exterior, !- Construction Name
_Dup_Dup_Dup_Dup Thermal Zone, !- Zone Name
Outdoors, !- Outside Boundary Condition
, !- Outside Boundary Condition Object
SunExposed, !- Sun Exposure
WindExposed, !- Wind Exposure
, !- View Factor to Ground
4, !- Number of Vertices
35.4, !- Vertex 1 X-coordinate {m}
61.783, !- Vertex 1 Y-coordinate {m}
15.24, !- Vertex 1 Z-coordinate {m}
35.4, !- Vertex 2 X-coordinate {m}
61.783, !- Vertex 2 Y-coordinate {m}
0, !- Vertex 2 Z-coordinate {m}
-34.7, !- Vertex 3 X-coordinate {m}
61.783, !- Vertex 3 Y-coordinate {m}
0, !- Vertex 3 Z-coordinate {m}
-34.7, !- Vertex 4 X-coordinate {m}
61.783, !- Vertex 4 Y-coordinate {m}
15.24, !- Vertex 4 Z-coordinate {m}
, !- Vertex 5 X-coordinate {m}
, !- Vertex 5 Y-coordinate {m}
, !- Vertex 5 Z-coordinate {m}
, !- Vertex 6 X-coordinate {m}
, !- Vertex 6 Y-coordinate {m}
, !- Vertex 6 Z-coordinate {m}
, !- Vertex 7 X-coordinate {m}
, !- Vertex 7 Y-coordinate {m}
, !- Vertex 7 Z-coordinate {m}
, !- Vertex 8 X-coordinate {m}
, !- Vertex 8 Y-coordinate {m}
, !- Vertex 8 Z-coordinate {m}
, !- Vertex 9 X-coordinate {m}
, !- Vertex 9 Y-coordinate {m}
, !- Vertex 9 Z-coordinate {m}
, !- Vertex 10 X-coordinate {m}
, !- Vertex 10 Y-coordinate {m}
, !- Vertex 10 Z-coordinate {m}
, !- Vertex 11 X-coordinate {m}
, !- Vertex 11 Y-coordinate {m}
, !- Vertex 11 Z-coordinate {m}
, !- Vertex 12 X-coordinate {m}
, !- Vertex 12 Y-coordinate {m}
, !- Vertex 12 Z-coordinate {m}
, !- Vertex 13 X-coordinate {m}
, !- Vertex 13 Y-coordinate {m}
, !- Vertex 13 Z-coordinate {m}
, !- Vertex 14 X-coordinate {m}
, !- Vertex 14 Y-coordinate {m}
, !- Vertex 14 Z-coordinate {m}
, !- Vertex 15 X-coordinate {m}
, !- Vertex 15 Y-coordinate {m}
, !- Vertex 15 Z-coordinate {m}
, !- Vertex 16 X-coordinate {m}
, !- Vertex 16 Y-coordinate {m}
, !- Vertex 16 Z-coordinate {m}
, !- Vertex 17 X-coordinate {m}
, !- Vertex 17 Y-coordinate {m}
, !- Vertex 17 Z-coordinate {m}
, !- Vertex 18 X-coordinate {m}
, !- Vertex 18 Y-coordinate {m}
, !- Vertex 18 Z-coordinate {m}
, !- Vertex 19 X-coordinate {m}
, !- Vertex 19 Y-coordinate {m}
, !- Vertex 19 Z-coordinate {m}
, !- Vertex 20 X-coordinate {m}
, !- Vertex 20 Y-coordinate {m}
; !- Vertex 20 Z-coordinate {m}
BuildingSurface:Detailed,
_Srf_4_Dup, !- Name
Wall, !- Surface Type
Wall_Exterior, !- Construction Name
_Dup_Dup_Dup_Dup_Dup Thermal Zone, !- Zone Name
Outdoors, !- Outside Boundary Condition
, !- Outside Boundary Condition Object
SunExposed, !- Sun Exposure
WindExposed, !- Wind Exposure
, !- View Factor to Ground
4, !- Number of Vertices
150.3, !- Vertex 1 X-coordinate {m}
61.783, !- Vertex 1 Y-coordinate {m}
15.24, !- Vertex 1 Z-coordinate {m}
150.3, !- Vertex 2 X-coordinate {m}
61.783, !- Vertex 2 Y-coordinate {m}
0, !- Vertex 2 Z-coordinate {m}
82.6, !- Vertex 3 X-coordinate {m}
61.783, !- Vertex 3 Y-coordinate {m}
0, !- Vertex 3 Z-coordinate {m}
82.6, !- Vertex 4 X-coordinate {m}
61.783, !- Vertex 4 Y-coordinate {m}
15.24, !- Vertex 4 Z-coordinate {m}
, !- Vertex 5 X-coordinate {m}
, !- Vertex 5 Y-coordinate {m}
, !- Vertex 5 Z-coordinate {m}
, !- Vertex 6 X-coordinate {m}
, !- Vertex 6 Y-coordinate {m}
, !- Vertex 6 Z-coordinate {m}
, !- Vertex 7 X-coordinate {m}
, !- Vertex 7 Y-coordinate {m}
, !- Vertex 7 Z-coordinate {m}
, !- Vertex 8 X-coordinate {m}
, !- Vertex 8 Y-coordinate {m}
, !- Vertex 8 Z-coordinate {m}
, !- Vertex 9 X-coordinate {m}
, !- Vertex 9 Y-coordinate {m}
, !- Vertex 9 Z-coordinate {m}
, !- Vertex 10 X-coordinate {m}
, !- Vertex 10 Y-coordinate {m}
, !- Vertex 10 Z-coordinate {m}
, !- Vertex 11 X-coordinate {m}
, !- Vertex 11 Y-coordinate {m}
, !- Vertex 11 Z-coordinate {m}
, !- Vertex 12 X-coordinate {m}
, !- Vertex 12 Y-coordinate {m}
, !- Vertex 12 Z-coordinate {m}
, !- Vertex 13 X-coordinate {m}
, !- Vertex 13 Y-coordinate {m}
, !- Vertex 13 Z-coordinate {m}
, !- Vertex 14 X-coordinate {m}
, !- Vertex 14 Y-coordinate {m}
, !- Vertex 14 Z-coordinate {m}
, !- Vertex 15 X-coordinate {m}
, !- Vertex 15 Y-coordinate {m}
, !- Vertex 15 Z-coordinate {m}
, !- Vertex 16 X-coordinate {m}
, !- Vertex 16 Y-coordinate {m}
, !- Vertex 16 Z-coordinate {m}
, !- Vertex 17 X-coordinate {m}
, !- Vertex 17 Y-coordinate {m}
, !- Vertex 17 Z-coordinate {m}
, !- Vertex 18 X-coordinate {m}
, !- Vertex 18 Y-coordinate {m}
, !- Vertex 18 Z-coordinate {m}
, !- Vertex 19 X-coordinate {m}
, !- Vertex 19 Y-coordinate {m}
, !- Vertex 19 Z-coordinate {m}
, !- Vertex 20 X-coordinate {m}
, !- Vertex 20 Y-coordinate {m}
; !- Vertex 20 Z-coordinate {m}
BuildingSurface:Detailed,
_Srf_5, !- Name
Roof, !- Surface Type
Roof_BOH, !- Construction Name
_Dup_Dup_Dup_Dup Thermal Zone, !- Zone Name
Outdoors, !- Outside Boundary Condition
, !- Outside Boundary Condition Object
SunExposed, !- Sun Exposure
WindExposed, !- Wind Exposure
, !- View Factor to Ground
4, !- Number of Vertices
-34.7, !- Vertex 1 X-coordinate {m}
61.783, !- Vertex 1 Y-coordinate {m}
15.24, !- Vertex 1 Z-coordinate {m}
-34.7, !- Vertex 2 X-coordinate {m}
40, !- Vertex 2 Y-coordinate {m}
15.24, !- Vertex 2 Z-coordinate {m}
35.4, !- Vertex 3 X-coordinate {m}
40, !- Vertex 3 Y-coordinate {m}
15.24, !- Vertex 3 Z-coordinate {m}
35.4, !- Vertex 4 X-coordinate {m}
61.783, !- Vertex 4 Y-coordinate {m}
15.24, !- Vertex 4 Z-coordinate {m}
, !- Vertex 5 X-coordinate {m}
, !- Vertex 5 Y-coordinate {m}
, !- Vertex 5 Z-coordinate {m}
, !- Vertex 6 X-coordinate {m}
, !- Vertex 6 Y-coordinate {m}
, !- Vertex 6 Z-coordinate {m}
, !- Vertex 7 X-coordinate {m}
, !- Vertex 7 Y-coordinate {m}
, !- Vertex 7 Z-coordinate {m}
, !- Vertex 8 X-coordinate {m}
, !- Vertex 8 Y-coordinate {m}
, !- Vertex 8 Z-coordinate {m}
, !- Vertex 9 X-coordinate {m}
, !- Vertex 9 Y-coordinate {m}
, !- Vertex 9 Z-coordinate {m}
, !- Vertex 10 X-coordinate {m}
, !- Vertex 10 Y-coordinate {m}
, !- Vertex 10 Z-coordinate {m}
, !- Vertex 11 X-coordinate {m}
, !- Vertex 11 Y-coordinate {m}
, !- Vertex 11 Z-coordinate {m}
, !- Vertex 12 X-coordinate {m}
, !- Vertex 12 Y-coordinate {m}
, !- Vertex 12 Z-coordinate {m}
, !- Vertex 13 X-coordinate {m}
, !- Vertex 13 Y-coordinate {m}
, !- Vertex 13 Z-coordinate {m}
, !- Vertex 14 X-coordinate {m}
, !- Vertex 14 Y-coordinate {m}
, !- Vertex 14 Z-coordinate {m}
, !- Vertex 15 X-coordinate {m}
, !- Vertex 15 Y-coordinate {m}
, !- Vertex 15 Z-coordinate {m}
, !- Vertex 16 X-coordinate {m}
, !- Vertex 16 Y-coordinate {m}
, !- Vertex 16 Z-coordinate {m}
, !- Vertex 17 X-coordinate {m}
, !- Vertex 17 Y-coordinate {m}
, !- Vertex 17 Z-coordinate {m}
, !- Vertex 18 X-coordinate {m}
, !- Vertex 18 Y-coordinate {m}
, !- Vertex 18 Z-coordinate {m}
, !- Vertex 19 X-coordinate {m}
, !- Vertex 19 Y-coordinate {m}
, !- Vertex 19 Z-coordinate {m}
, !- Vertex 20 X-coordinate {m}
, !- Vertex 20 Y-coordinate {m}
; !- Vertex 20 Z-coordinate {m}
BuildingSurface:Detailed,
_Srf_5_Dup, !- Name
Roof, !- Surface Type
Roof_BOH, !- Construction Name
_Dup_Dup_Dup_Dup_Dup Thermal Zone, !- Zone Name
Outdoors, !- Outside Boundary Condition
, !- Outside Boundary Condition Object
SunExposed, !- Sun Exposure
WindExposed, !- Wind Exposure
, !- View Factor to Ground
4, !- Number of Vertices
82.6, !- Vertex 1 X-coordinate {m}
61.783, !- Vertex 1 Y-coordinate {m}
15.24, !- Vertex 1 Z-coordinate {m}
82.6, !- Vertex 2 X-coordinate {m}
40, !- Vertex 2 Y-coordinate {m}
15.24, !- Vertex 2 Z-coordinate {m}
150.3, !- Vertex 3 X-coordinate {m}
40, !- Vertex 3 Y-coordinate {m}
15.24, !- Vertex 3 Z-coordinate {m}
150.3, !- Vertex 4 X-coordinate {m}
61.783, !- Vertex 4 Y-coordinate {m}
15.24, !- Vertex 4 Z-coordinate {m}
, !- Vertex 5 X-coordinate {m}
, !- Vertex 5 Y-coordinate {m}
, !- Vertex 5 Z-coordinate {m}
, !- Vertex 6 X-coordinate {m}
, !- Vertex 6 Y-coordinate {m}
, !- Vertex 6 Z-coordinate {m}
, !- Vertex 7 X-coordinate {m}
, !- Vertex 7 Y-coordinate {m}
, !- Vertex 7 Z-coordinate {m}
, !- Vertex 8 X-coordinate {m}
, !- Vertex 8 Y-coordinate {m}
, !- Vertex 8 Z-coordinate {m}
, !- Vertex 9 X-coordinate {m}
, !- Vertex 9 Y-coordinate {m}
, !- Vertex 9 Z-coordinate {m}
, !- Vertex 10 X-coordinate {m}
, !- Vertex 10 Y-coordinate {m}
, !- Vertex 10 Z-coordinate {m}
, !- Vertex 11 X-coordinate {m}
, !- Vertex 11 Y-coordinate {m}
, !- Vertex 11 Z-coordinate {m}
, !- Vertex 12 X-coordinate {m}
, !- Vertex 12 Y-coordinate {m}
, !- Vertex 12 Z-coordinate {m}
, !- Vertex 13 X-coordinate {m}
, !- Vertex 13 Y-coordinate {m}
, !- Vertex 13 Z-coordinate {m}
, !- Vertex 14 X-coordinate {m}
, !- Vertex 14 Y-coordinate {m}
, !- Vertex 14 Z-coordinate {m}
, !- Vertex 15 X-coordinate {m}
, !- Vertex 15 Y-coordinate {m}
, !- Vertex 15 Z-coordinate {m}
, !- Vertex 16 X-coordinate {m}
, !- Vertex 16 Y-coordinate {m}
, !- Vertex 16 Z-coordinate {m}
, !- Vertex 17 X-coordinate {m}
, !- Vertex 17 Y-coordinate {m}
, !- Vertex 17 Z-coordinate {m}
, !- Vertex 18 X-coordinate {m}
, !- Vertex 18 Y-coordinate {m}
, !- Vertex 18 Z-coordinate {m}
, !- Vertex 19 X-coordinate {m}
, !- Vertex 19 Y-coordinate {m}
, !- Vertex 19 Z-coordinate {m}
, !- Vertex 20 X-coordinate {m}
, !- Vertex 20 Y-coordinate {m}
; !- Vertex 20 Z-coordinate {m}
BuildingSurface:Detailed,
L1-101-EntranceExit_Srf_0, !- Name
Floor, !- Surface Type
Floor_Slab, !- Construction Name
L1-101-EntranceExit Thermal Zone, !- Zone Name
ground, !- Outside Boundary Condition
, !- Outside Boundary Condition Object
NoSun, !- Sun Exposure
NoWind, !- Wind Exposure
, !- View Factor to Ground
4, !- Number of Vertices
57.059, !- Vertex 1 X-coordinate {m}
26.949, !- Vertex 1 Y-coordinate {m}
0, !- Vertex 1 Z-coordinate {m}
57.059, !- Vertex 2 X-coordinate {m}
25.878, !- Vertex 2 Y-coordinate {m}
0, !- Vertex 2 Z-coordinate {m}
52.192, !- Vertex 3 X-coordinate {m}
25.878, !- Vertex 3 Y-coordinate {m}
0, !- Vertex 3 Z-coordinate {m}
52.182, !- Vertex 4 X-coordinate {m}
26.949, !- Vertex 4 Y-coordinate {m}
0, !- Vertex 4 Z-coordinate {m}
, !- Vertex 5 X-coordinate {m}
, !- Vertex 5 Y-coordinate {m}
, !- Vertex 5 Z-coordinate {m}
, !- Vertex 6 X-coordinate {m}
, !- Vertex 6 Y-coordinate {m}
, !- Vertex 6 Z-coordinate {m}
, !- Vertex 7 X-coordinate {m}
, !- Vertex 7 Y-coordinate {m}
, !- Vertex 7 Z-coordinate {m}
, !- Vertex 8 X-coordinate {m}
, !- Vertex 8 Y-coordinate {m}
, !- Vertex 8 Z-coordinate {m}
, !- Vertex 9 X-coordinate {m}
, !- Vertex 9 Y-coordinate {m}
, !- Vertex 9 Z-coordinate {m}
, !- Vertex 10 X-coordinate {m}
, !- Vertex 10 Y-coordinate {m}
, !- Vertex 10 Z-coordinate {m}
, !- Vertex 11 X-coordinate {m}
, !- Vertex 11 Y-coordinate {m}
, !- Vertex 11 Z-coordinate {m}
, !- Vertex 12 X-coordinate {m}
, !- Vertex 12 Y-coordinate {m}
, !- Vertex 12 Z-coordinate {m}
, !- Vertex 13 X-coordinate {m}
, !- Vertex 13 Y-coordinate {m}
, !- Vertex 13 Z-coordinate {m}
, !- Vertex 14 X-coordinate {m}
, !- Vertex 14 Y-coordinate {m}
, !- Vertex 14 Z-coordinate {m}
, !- Vertex 15 X-coordinate {m}
, !- Vertex 15 Y-coordinate {m}
, !- Vertex 15 Z-coordinate {m}
, !- Vertex 16 X-coordinate {m}
, !- Vertex 16 Y-coordinate {m}
, !- Vertex 16 Z-coordinate {m}
, !- Vertex 17 X-coordinate {m}
, !- Vertex 17 Y-coordinate {m}
, !- Vertex 17 Z-coordinate {m}
, !- Vertex 18 X-coordinate {m}
, !- Vertex 18 Y-coordinate {m}
, !- Vertex 18 Z-coordinate {m}
, !- Vertex 19 X-coordinate {m}
, !- Vertex 19 Y-coordinate {m}
, !- Vertex 19 Z-coordinate {m}
, !- Vertex 20 X-coordinate {m}
, !- Vertex 20 Y-coordinate {m}
; !- Vertex 20 Z-coordinate {m}
BuildingSurface:Detailed,
L1-101-EntranceExit_Srf_1, !- Name
Wall, !- Surface Type
Wall_Exterior, !- Construction Name
L1-101-EntranceExit Thermal Zone, !- Zone Name
Outdoors, !- Outside Boundary Condition
, !- Outside Boundary Condition Object
SunExposed, !- Sun Exposure
WindExposed, !- Wind Exposure
, !- View Factor to Ground
4, !- Number of Vertices
52.192, !- Vertex 1 X-coordinate {m}
25.878, !- Vertex 1 Y-coordinate {m}
2.134, !- Vertex 1 Z-coordinate {m}
52.192, !- Vertex 2 X-coordinate {m}
25.878, !- Vertex 2 Y-coordinate {m}
0, !- Vertex 2 Z-coordinate {m}
57.059, !- Vertex 3 X-coordinate {m}
25.878, !- Vertex 3 Y-coordinate {m}
0, !- Vertex 3 Z-coordinate {m}
57.059, !- Vertex 4 X-coordinate {m}
25.878, !- Vertex 4 Y-coordinate {m}
2.134, !- Vertex 4 Z-coordinate {m}
, !- Vertex 5 X-coordinate {m}
, !- Vertex 5 Y-coordinate {m}
, !- Vertex 5 Z-coordinate {m}
, !- Vertex 6 X-coordinate {m}
, !- Vertex 6 Y-coordinate {m}
, !- Vertex 6 Z-coordinate {m}
, !- Vertex 7 X-coordinate {m}
, !- Vertex 7 Y-coordinate {m}
, !- Vertex 7 Z-coordinate {m}
, !- Vertex 8 X-coordinate {m}
, !- Vertex 8 Y-coordinate {m}
, !- Vertex 8 Z-coordinate {m}
, !- Vertex 9 X-coordinate {m}
, !- Vertex 9 Y-coordinate {m}
, !- Vertex 9 Z-coordinate {m}
, !- Vertex 10 X-coordinate {m}
, !- Vertex 10 Y-coordinate {m}
, !- Vertex 10 Z-coordinate {m}
, !- Vertex 11 X-coordinate {m}
, !- Vertex 11 Y-coordinate {m}
, !- Vertex 11 Z-coordinate {m}
, !- Vertex 12 X-coordinate {m}
, !- Vertex 12 Y-coordinate {m}
, !- Vertex 12 Z-coordinate {m}
, !- Vertex 13 X-coordinate {m}
, !- Vertex 13 Y-coordinate {m}
, !- Vertex 13 Z-coordinate {m}
, !- Vertex 14 X-coordinate {m}
, !- Vertex 14 Y-coordinate {m}
, !- Vertex 14 Z-coordinate {m}
, !- Vertex 15 X-coordinate {m}
, !- Vertex 15 Y-coordinate {m}
, !- Vertex 15 Z-coordinate {m}
, !- Vertex 16 X-coordinate {m}
, !- Vertex 16 Y-coordinate {m}
, !- Vertex 16 Z-coordinate {m}
, !- Vertex 17 X-coordinate {m}
, !- Vertex 17 Y-coordinate {m}
, !- Vertex 17 Z-coordinate {m}
, !- Vertex 18 X-coordinate {m}
, !- Vertex 18 Y-coordinate {m}
, !- Vertex 18 Z-coordinate {m}
, !- Vertex 19 X-coordinate {m}
, !- Vertex 19 Y-coordinate {m}
, !- Vertex 19 Z-coordinate {m}
, !- Vertex 20 X-coordinate {m}
, !- Vertex 20 Y-coordinate {m}
; !- Vertex 20 Z-coordinate {m}
BuildingSurface:Detailed,
L1-101-EntranceExit_Srf_2, !- Name
Wall, !- Surface Type
Hole, !- Construction Name
L1-101-EntranceExit Thermal Zone, !- Zone Name
Surface, !- Outside Boundary Condition
L1-102-CheckoutBagging_Srf_3, !- Outside Boundary Condition Object
NoSun, !- Sun Exposure
NoWind, !- Wind Exposure
, !- View Factor to Ground
4, !- Number of Vertices
57.059, !- Vertex 1 X-coordinate {m}
25.878, !- Vertex 1 Y-coordinate {m}
2.134, !- Vertex 1 Z-coordinate {m}
57.059, !- Vertex 2 X-coordinate {m}
25.878, !- Vertex 2 Y-coordinate {m}
0, !- Vertex 2 Z-coordinate {m}
57.059, !- Vertex 3 X-coordinate {m}
26.949, !- Vertex 3 Y-coordinate {m}
0, !- Vertex 3 Z-coordinate {m}
57.059, !- Vertex 4 X-coordinate {m}
26.949, !- Vertex 4 Y-coordinate {m}
2.134, !- Vertex 4 Z-coordinate {m}
, !- Vertex 5 X-coordinate {m}
, !- Vertex 5 Y-coordinate {m}
, !- Vertex 5 Z-coordinate {m}
, !- Vertex 6 X-coordinate {m}
, !- Vertex 6 Y-coordinate {m}
, !- Vertex 6 Z-coordinate {m}
, !- Vertex 7 X-coordinate {m}
, !- Vertex 7 Y-coordinate {m}
, !- Vertex 7 Z-coordinate {m}
, !- Vertex 8 X-coordinate {m}
, !- Vertex 8 Y-coordinate {m}
, !- Vertex 8 Z-coordinate {m}
, !- Vertex 9 X-coordinate {m}
, !- Vertex 9 Y-coordinate {m}
, !- Vertex 9 Z-coordinate {m}
, !- Vertex 10 X-coordinate {m}
, !- Vertex 10 Y-coordinate {m}
, !- Vertex 10 Z-coordinate {m}
, !- Vertex 11 X-coordinate {m}
, !- Vertex 11 Y-coordinate {m}
, !- Vertex 11 Z-coordinate {m}
, !- Vertex 12 X-coordinate {m}
, !- Vertex 12 Y-coordinate {m}
, !- Vertex 12 Z-coordinate {m}
, !- Vertex 13 X-coordinate {m}
, !- Vertex 13 Y-coordinate {m}
, !- Vertex 13 Z-coordinate {m}
, !- Vertex 14 X-coordinate {m}
, !- Vertex 14 Y-coordinate {m}
, !- Vertex 14 Z-coordinate {m}
, !- Vertex 15 X-coordinate {m}
, !- Vertex 15 Y-coordinate {m}
, !- Vertex 15 Z-coordinate {m}
, !- Vertex 16 X-coordinate {m}
, !- Vertex 16 Y-coordinate {m}
, !- Vertex 16 Z-coordinate {m}
, !- Vertex 17 X-coordinate {m}
, !- Vertex 17 Y-coordinate {m}
, !- Vertex 17 Z-coordinate {m}
, !- Vertex 18 X-coordinate {m}
, !- Vertex 18 Y-coordinate {m}
, !- Vertex 18 Z-coordinate {m}
, !- Vertex 19 X-coordinate {m}
, !- Vertex 19 Y-coordinate {m}
, !- Vertex 19 Z-coordinate {m}
, !- Vertex 20 X-coordinate {m}
, !- Vertex 20 Y-coordinate {m}
; !- Vertex 20 Z-coordinate {m}
BuildingSurface:Detailed,
L1-101-EntranceExit_Srf_3, !- Name
Wall, !- Surface Type
Hole, !- Construction Name
L1-101-EntranceExit Thermal Zone, !- Zone Name
Surface, !- Outside Boundary Condition
L1-102-CheckoutBagging_Srf_2, !- Outside Boundary Condition Object
NoSun, !- Sun Exposure
NoWind, !- Wind Exposure
, !- View Factor to Ground
4, !- Number of Vertices
57.059, !- Vertex 1 X-coordinate {m}
26.949, !- Vertex 1 Y-coordinate {m}
2.134, !- Vertex 1 Z-coordinate {m}
57.059, !- Vertex 2 X-coordinate {m}
26.949, !- Vertex 2 Y-coordinate {m}
0, !- Vertex 2 Z-coordinate {m}
55.809, !- Vertex 3 X-coordinate {m}
26.949, !- Vertex 3 Y-coordinate {m}
0, !- Vertex 3 Z-coordinate {m}
55.809, !- Vertex 4 X-coordinate {m}
26.949, !- Vertex 4 Y-coordinate {m}
2.134, !- Vertex 4 Z-coordinate {m}
, !- Vertex 5 X-coordinate {m}
, !- Vertex 5 Y-coordinate {m}
, !- Vertex 5 Z-coordinate {m}
, !- Vertex 6 X-coordinate {m}
, !- Vertex 6 Y-coordinate {m}
, !- Vertex 6 Z-coordinate {m}
, !- Vertex 7 X-coordinate {m}
, !- Vertex 7 Y-coordinate {m}
, !- Vertex 7 Z-coordinate {m}
, !- Vertex 8 X-coordinate {m}
, !- Vertex 8 Y-coordinate {m}
, !- Vertex 8 Z-coordinate {m}
, !- Vertex 9 X-coordinate {m}
, !- Vertex 9 Y-coordinate {m}
, !- Vertex 9 Z-coordinate {m}
, !- Vertex 10 X-coordinate {m}
, !- Vertex 10 Y-coordinate {m}
, !- Vertex 10 Z-coordinate {m}
, !- Vertex 11 X-coordinate {m}
, !- Vertex 11 Y-coordinate {m}
, !- Vertex 11 Z-coordinate {m}
, !- Vertex 12 X-coordinate {m}
, !- Vertex 12 Y-coordinate {m}
, !- Vertex 12 Z-coordinate {m}
, !- Vertex 13 X-coordinate {m}
, !- Vertex 13 Y-coordinate {m}
, !- Vertex 13 Z-coordinate {m}
, !- Vertex 14 X-coordinate {m}
, !- Vertex 14 Y-coordinate {m}
, !- Vertex 14 Z-coordinate {m}
, !- Vertex 15 X-coordinate {m}
, !- Vertex 15 Y-coordinate {m}
, !- Vertex 15 Z-coordinate {m}
, !- Vertex 16 X-coordinate {m}
, !- Vertex 16 Y-coordinate {m}
, !- Vertex 16 Z-coordinate {m}
, !- Vertex 17 X-coordinate {m}
, !- Vertex 17 Y-coordinate {m}
, !- Vertex 17 Z-coordinate {m}
, !- Vertex 18 X-coordinate {m}
, !- Vertex 18 Y-coordinate {m}
, !- Vertex 18 Z-coordinate {m}
, !- Vertex 19 X-coordinate {m}
, !- Vertex 19 Y-coordinate {m}
, !- Vertex 19 Z-coordinate {m}
, !- Vertex 20 X-coordinate {m}
, !- Vertex 20 Y-coordinate {m}
; !- Vertex 20 Z-coordinate {m}
BuildingSurface:Detailed,
L1-101-EntranceExit_Srf_4, !- Name
Wall, !- Surface Type
Hole, !- Construction Name
L1-101-EntranceExit Thermal Zone, !- Zone Name
Surface, !- Outside Boundary Condition
L1-101-SalesCirculation1_Srf_6, !- Outside Boundary Condition Object
NoSun, !- Sun Exposure
NoWind, !- Wind Exposure
, !- View Factor to Ground
4, !- Number of Vertices
55.809, !- Vertex 1 X-coordinate {m}
26.949, !- Vertex 1 Y-coordinate {m}
2.134, !- Vertex 1 Z-coordinate {m}
55.809, !- Vertex 2 X-coordinate {m}
26.949, !- Vertex 2 Y-coordinate {m}
0, !- Vertex 2 Z-coordinate {m}
52.182, !- Vertex 3 X-coordinate {m}
26.949, !- Vertex 3 Y-coordinate {m}
0, !- Vertex 3 Z-coordinate {m}
52.182, !- Vertex 4 X-coordinate {m}
26.949, !- Vertex 4 Y-coordinate {m}
2.134, !- Vertex 4 Z-coordinate {m}
, !- Vertex 5 X-coordinate {m}
, !- Vertex 5 Y-coordinate {m}
, !- Vertex 5 Z-coordinate {m}
, !- Vertex 6 X-coordinate {m}
, !- Vertex 6 Y-coordinate {m}
, !- Vertex 6 Z-coordinate {m}
, !- Vertex 7 X-coordinate {m}
, !- Vertex 7 Y-coordinate {m}
, !- Vertex 7 Z-coordinate {m}
, !- Vertex 8 X-coordinate {m}
, !- Vertex 8 Y-coordinate {m}
, !- Vertex 8 Z-coordinate {m}
, !- Vertex 9 X-coordinate {m}
, !- Vertex 9 Y-coordinate {m}
, !- Vertex 9 Z-coordinate {m}
, !- Vertex 10 X-coordinate {m}
, !- Vertex 10 Y-coordinate {m}
, !- Vertex 10 Z-coordinate {m}
, !- Vertex 11 X-coordinate {m}
, !- Vertex 11 Y-coordinate {m}
, !- Vertex 11 Z-coordinate {m}
, !- Vertex 12 X-coordinate {m}
, !- Vertex 12 Y-coordinate {m}
, !- Vertex 12 Z-coordinate {m}
, !- Vertex 13 X-coordinate {m}
, !- Vertex 13 Y-coordinate {m}
, !- Vertex 13 Z-coordinate {m}
, !- Vertex 14 X-coordinate {m}
, !- Vertex 14 Y-coordinate {m}
, !- Vertex 14 Z-coordinate {m}
, !- Vertex 15 X-coordinate {m}
, !- Vertex 15 Y-coordinate {m}
, !- Vertex 15 Z-coordinate {m}
, !- Vertex 16 X-coordinate {m}
, !- Vertex 16 Y-coordinate {m}
, !- Vertex 16 Z-coordinate {m}
, !- Vertex 17 X-coordinate {m}
, !- Vertex 17 Y-coordinate {m}
, !- Vertex 17 Z-coordinate {m}
, !- Vertex 18 X-coordinate {m}
, !- Vertex 18 Y-coordinate {m}
, !- Vertex 18 Z-coordinate {m}
, !- Vertex 19 X-coordinate {m}
, !- Vertex 19 Y-coordinate {m}
, !- Vertex 19 Z-coordinate {m}
, !- Vertex 20 X-coordinate {m}
, !- Vertex 20 Y-coordinate {m}
; !- Vertex 20 Z-coordinate {m}
BuildingSurface:Detailed,
L1-101-EntranceExit_Srf_5, !- Name
Wall, !- Surface Type
Hole, !- Construction Name
L1-101-EntranceExit Thermal Zone, !- Zone Name
Surface, !- Outside Boundary Condition
L1-104-ProduceCoolers1_Srf_6, !- Outside Boundary Condition Object
NoSun, !- Sun Exposure
NoWind, !- Wind Exposure
, !- View Factor to Ground
4, !- Number of Vertices
52.182, !- Vertex 1 X-coordinate {m}
26.949, !- Vertex 1 Y-coordinate {m}
2.134, !- Vertex 1 Z-coordinate {m}
52.182, !- Vertex 2 X-coordinate {m}
26.949, !- Vertex 2 Y-coordinate {m}
0, !- Vertex 2 Z-coordinate {m}
52.192, !- Vertex 3 X-coordinate {m}
25.878, !- Vertex 3 Y-coordinate {m}
0, !- Vertex 3 Z-coordinate {m}
52.192, !- Vertex 4 X-coordinate {m}
25.878, !- Vertex 4 Y-coordinate {m}
2.134, !- Vertex 4 Z-coordinate {m}
, !- Vertex 5 X-coordinate {m}
, !- Vertex 5 Y-coordinate {m}
, !- Vertex 5 Z-coordinate {m}
, !- Vertex 6 X-coordinate {m}
, !- Vertex 6 Y-coordinate {m}
, !- Vertex 6 Z-coordinate {m}
, !- Vertex 7 X-coordinate {m}
, !- Vertex 7 Y-coordinate {m}
, !- Vertex 7 Z-coordinate {m}
, !- Vertex 8 X-coordinate {m}
, !- Vertex 8 Y-coordinate {m}
, !- Vertex 8 Z-coordinate {m}
, !- Vertex 9 X-coordinate {m}
, !- Vertex 9 Y-coordinate {m}
, !- Vertex 9 Z-coordinate {m}
, !- Vertex 10 X-coordinate {m}
, !- Vertex 10 Y-coordinate {m}
, !- Vertex 10 Z-coordinate {m}
, !- Vertex 11 X-coordinate {m}
, !- Vertex 11 Y-coordinate {m}
, !- Vertex 11 Z-coordinate {m}
, !- Vertex 12 X-coordinate {m}
, !- Vertex 12 Y-coordinate {m}
, !- Vertex 12 Z-coordinate {m}
, !- Vertex 13 X-coordinate {m}
, !- Vertex 13 Y-coordinate {m}
, !- Vertex 13 Z-coordinate {m}
, !- Vertex 14 X-coordinate {m}
, !- Vertex 14 Y-coordinate {m}
, !- Vertex 14 Z-coordinate {m}
, !- Vertex 15 X-coordinate {m}
, !- Vertex 15 Y-coordinate {m}
, !- Vertex 15 Z-coordinate {m}
, !- Vertex 16 X-coordinate {m}
, !- Vertex 16 Y-coordinate {m}
, !- Vertex 16 Z-coordinate {m}
, !- Vertex 17 X-coordinate {m}
, !- Vertex 17 Y-coordinate {m}
, !- Vertex 17 Z-coordinate {m}
, !- Vertex 18 X-coordinate {m}
, !- Vertex 18 Y-coordinate {m}
, !- Vertex 18 Z-coordinate {m}
, !- Vertex 19 X-coordinate {m}
, !- Vertex 19 Y-coordinate {m}
, !- Vertex 19 Z-coordinate {m}
, !- Vertex 20 X-coordinate {m}
, !- Vertex 20 Y-coordinate {m}
; !- Vertex 20 Z-coordinate {m}
BuildingSurface:Detailed,
L1-101-EntranceExit_Srf_6, !- Name
Roof, !- Surface Type
Roof_BOH, !- Construction Name
L1-101-EntranceExit Thermal Zone, !- Zone Name
Outdoors, !- Outside Boundary Condition
, !- Outside Boundary Condition Object
SunExposed, !- Sun Exposure
WindExposed, !- Wind Exposure
, !- View Factor to Ground
4, !- Number of Vertices
52.182, !- Vertex 1 X-coordinate {m}
26.949, !- Vertex 1 Y-coordinate {m}
2.134, !- Vertex 1 Z-coordinate {m}
52.192, !- Vertex 2 X-coordinate {m}
25.878, !- Vertex 2 Y-coordinate {m}
2.134, !- Vertex 2 Z-coordinate {m}
57.059, !- Vertex 3 X-coordinate {m}
25.878, !- Vertex 3 Y-coordinate {m}
2.134, !- Vertex 3 Z-coordinate {m}
57.059, !- Vertex 4 X-coordinate {m}
26.949, !- Vertex 4 Y-coordinate {m}
2.134, !- Vertex 4 Z-coordinate {m}
, !- Vertex 5 X-coordinate {m}
, !- Vertex 5 Y-coordinate {m}
, !- Vertex 5 Z-coordinate {m}
, !- Vertex 6 X-coordinate {m}
, !- Vertex 6 Y-coordinate {m}
, !- Vertex 6 Z-coordinate {m}
, !- Vertex 7 X-coordinate {m}
, !- Vertex 7 Y-coordinate {m}
, !- Vertex 7 Z-coordinate {m}
, !- Vertex 8 X-coordinate {m}
, !- Vertex 8 Y-coordinate {m}
, !- Vertex 8 Z-coordinate {m}
, !- Vertex 9 X-coordinate {m}
, !- Vertex 9 Y-coordinate {m}
, !- Vertex 9 Z-coordinate {m}
, !- Vertex 10 X-coordinate {m}
, !- Vertex 10 Y-coordinate {m}
, !- Vertex 10 Z-coordinate {m}
, !- Vertex 11 X-coordinate {m}
, !- Vertex 11 Y-coordinate {m}
, !- Vertex 11 Z-coordinate {m}
, !- Vertex 12 X-coordinate {m}
, !- Vertex 12 Y-coordinate {m}
, !- Vertex 12 Z-coordinate {m}
, !- Vertex 13 X-coordinate {m}
, !- Vertex 13 Y-coordinate {m}
, !- Vertex 13 Z-coordinate {m}
, !- Vertex 14 X-coordinate {m}
, !- Vertex 14 Y-coordinate {m}
, !- Vertex 14 Z-coordinate {m}
, !- Vertex 15 X-coordinate {m}
, !- Vertex 15 Y-coordinate {m}
, !- Vertex 15 Z-coordinate {m}
, !- Vertex 16 X-coordinate {m}
, !- Vertex 16 Y-coordinate {m}
, !- Vertex 16 Z-coordinate {m}
, !- Vertex 17 X-coordinate {m}
, !- Vertex 17 Y-coordinate {m}
, !- Vertex 17 Z-coordinate {m}
, !- Vertex 18 X-coordinate {m}
, !- Vertex 18 Y-coordinate {m}
, !- Vertex 18 Z-coordinate {m}
, !- Vertex 19 X-coordinate {m}
, !- Vertex 19 Y-coordinate {m}
, !- Vertex 19 Z-coordinate {m}
, !- Vertex 20 X-coordinate {m}
, !- Vertex 20 Y-coordinate {m}
; !- Vertex 20 Z-coordinate {m}
BuildingSurface:Detailed,
L1-101-SalesAisle1_Srf_0,!- Name
Floor, !- Surface Type
Hole, !- Construction Name
L1-101-SalesAisle1 Thermal Zone, !- Zone Name
ground, !- Outside Boundary Condition
, !- Outside Boundary Condition Object
NoSun, !- Sun Exposure
NoWind, !- Wind Exposure
, !- View Factor to Ground
4, !- Number of Vertices
49.896, !- Vertex 1 X-coordinate {m}
53.584, !- Vertex 1 Y-coordinate {m}
0, !- Vertex 1 Z-coordinate {m}
49.896, !- Vertex 2 X-coordinate {m}
43.769, !- Vertex 2 Y-coordinate {m}
0, !- Vertex 2 Z-coordinate {m}
48.128, !- Vertex 3 X-coordinate {m}
43.769, !- Vertex 3 Y-coordinate {m}
0, !- Vertex 3 Z-coordinate {m}
48.128, !- Vertex 4 X-coordinate {m}
53.584, !- Vertex 4 Y-coordinate {m}
0, !- Vertex 4 Z-coordinate {m}
, !- Vertex 5 X-coordinate {m}
, !- Vertex 5 Y-coordinate {m}
, !- Vertex 5 Z-coordinate {m}
, !- Vertex 6 X-coordinate {m}
, !- Vertex 6 Y-coordinate {m}
, !- Vertex 6 Z-coordinate {m}
, !- Vertex 7 X-coordinate {m}
, !- Vertex 7 Y-coordinate {m}
, !- Vertex 7 Z-coordinate {m}
, !- Vertex 8 X-coordinate {m}
, !- Vertex 8 Y-coordinate {m}
, !- Vertex 8 Z-coordinate {m}
, !- Vertex 9 X-coordinate {m}
, !- Vertex 9 Y-coordinate {m}
, !- Vertex 9 Z-coordinate {m}
, !- Vertex 10 X-coordinate {m}
, !- Vertex 10 Y-coordinate {m}
, !- Vertex 10 Z-coordinate {m}
, !- Vertex 11 X-coordinate {m}
, !- Vertex 11 Y-coordinate {m}
, !- Vertex 11 Z-coordinate {m}
, !- Vertex 12 X-coordinate {m}
, !- Vertex 12 Y-coordinate {m}
, !- Vertex 12 Z-coordinate {m}
, !- Vertex 13 X-coordinate {m}
, !- Vertex 13 Y-coordinate {m}
, !- Vertex 13 Z-coordinate {m}
, !- Vertex 14 X-coordinate {m}
, !- Vertex 14 Y-coordinate {m}
, !- Vertex 14 Z-coordinate {m}
, !- Vertex 15 X-coordinate {m}
, !- Vertex 15 Y-coordinate {m}
, !- Vertex 15 Z-coordinate {m}
, !- Vertex 16 X-coordinate {m}
, !- Vertex 16 Y-coordinate {m}
, !- Vertex 16 Z-coordinate {m}
, !- Vertex 17 X-coordinate {m}
, !- Vertex 17 Y-coordinate {m}
, !- Vertex 17 Z-coordinate {m}
, !- Vertex 18 X-coordinate {m}
, !- Vertex 18 Y-coordinate {m}
, !- Vertex 18 Z-coordinate {m}
, !- Vertex 19 X-coordinate {m}
, !- Vertex 19 Y-coordinate {m}
, !- Vertex 19 Z-coordinate {m}
, !- Vertex 20 X-coordinate {m}
, !- Vertex 20 Y-coordinate {m}
; !- Vertex 20 Z-coordinate {m}
BuildingSurface:Detailed,
L1-101-SalesAisle1_Srf_1,!- Name
Wall, !- Surface Type
Hole, !- Construction Name
L1-101-SalesAisle1 Thermal Zone, !- Zone Name
Surface, !- Outside Boundary Condition
L1-101-SalesAisleBulk_Srf_5, !- Outside Boundary Condition Object
NoSun, !- Sun Exposure
NoWind, !- Wind Exposure
, !- View Factor to Ground
4, !- Number of Vertices
48.128, !- Vertex 1 X-coordinate {m}
53.584, !- Vertex 1 Y-coordinate {m}
2.134, !- Vertex 1 Z-coordinate {m}
48.128, !- Vertex 2 X-coordinate {m}
53.584, !- Vertex 2 Y-coordinate {m}
0, !- Vertex 2 Z-coordinate {m}
48.128, !- Vertex 3 X-coordinate {m}
43.769, !- Vertex 3 Y-coordinate {m}
0, !- Vertex 3 Z-coordinate {m}
48.128, !- Vertex 4 X-coordinate {m}
43.769, !- Vertex 4 Y-coordinate {m}
2.134, !- Vertex 4 Z-coordinate {m}
, !- Vertex 5 X-coordinate {m}
, !- Vertex 5 Y-coordinate {m}
, !- Vertex 5 Z-coordinate {m}
, !- Vertex 6 X-coordinate {m}
, !- Vertex 6 Y-coordinate {m}
, !- Vertex 6 Z-coordinate {m}
, !- Vertex 7 X-coordinate {m}
, !- Vertex 7 Y-coordinate {m}
, !- Vertex 7 Z-coordinate {m}
, !- Vertex 8 X-coordinate {m}
, !- Vertex 8 Y-coordinate {m}
, !- Vertex 8 Z-coordinate {m}
, !- Vertex 9 X-coordinate {m}
, !- Vertex 9 Y-coordinate {m}
, !- Vertex 9 Z-coordinate {m}
, !- Vertex 10 X-coordinate {m}
, !- Vertex 10 Y-coordinate {m}
, !- Vertex 10 Z-coordinate {m}
, !- Vertex 11 X-coordinate {m}
, !- Vertex 11 Y-coordinate {m}
, !- Vertex 11 Z-coordinate {m}
, !- Vertex 12 X-coordinate {m}
, !- Vertex 12 Y-coordinate {m}
, !- Vertex 12 Z-coordinate {m}
, !- Vertex 13 X-coordinate {m}
, !- Vertex 13 Y-coordinate {m}
, !- Vertex 13 Z-coordinate {m}
, !- Vertex 14 X-coordinate {m}
, !- Vertex 14 Y-coordinate {m}
, !- Vertex 14 Z-coordinate {m}
, !- Vertex 15 X-coordinate {m}
, !- Vertex 15 Y-coordinate {m}
, !- Vertex 15 Z-coordinate {m}
, !- Vertex 16 X-coordinate {m}
, !- Vertex 16 Y-coordinate {m}
, !- Vertex 16 Z-coordinate {m}
, !- Vertex 17 X-coordinate {m}
, !- Vertex 17 Y-coordinate {m}
, !- Vertex 17 Z-coordinate {m}
, !- Vertex 18 X-coordinate {m}
, !- Vertex 18 Y-coordinate {m}
, !- Vertex 18 Z-coordinate {m}
, !- Vertex 19 X-coordinate {m}
, !- Vertex 19 Y-coordinate {m}
, !- Vertex 19 Z-coordinate {m}
, !- Vertex 20 X-coordinate {m}
, !- Vertex 20 Y-coordinate {m}
; !- Vertex 20 Z-coordinate {m}
BuildingSurface:Detailed,
L1-101-SalesAisle1_Srf_2,!- Name
Wall, !- Surface Type
Hole, !- Construction Name
L1-101-SalesAisle1 Thermal Zone, !- Zone Name
Surface, !- Outside Boundary Condition
L1-104-ProduceCirculation_Srf_9, !- Outside Boundary Condition Object
NoSun, !- Sun Exposure
NoWind, !- Wind Exposure
, !- View Factor to Ground
4, !- Number of Vertices
48.128, !- Vertex 1 X-coordinate {m}
43.769, !- Vertex 1 Y-coordinate {m}
2.134, !- Vertex 1 Z-coordinate {m}
48.128, !- Vertex 2 X-coordinate {m}
43.769, !- Vertex 2 Y-coordinate {m}
0, !- Vertex 2 Z-coordinate {m}
49.896, !- Vertex 3 X-coordinate {m}
43.769, !- Vertex 3 Y-coordinate {m}
0, !- Vertex 3 Z-coordinate {m}
49.896, !- Vertex 4 X-coordinate {m}
43.769, !- Vertex 4 Y-coordinate {m}
2.134, !- Vertex 4 Z-coordinate {m}
, !- Vertex 5 X-coordinate {m}
, !- Vertex 5 Y-coordinate {m}
, !- Vertex 5 Z-coordinate {m}
, !- Vertex 6 X-coordinate {m}
, !- Vertex 6 Y-coordinate {m}
, !- Vertex 6 Z-coordinate {m}
, !- Vertex 7 X-coordinate {m}
, !- Vertex 7 Y-coordinate {m}
, !- Vertex 7 Z-coordinate {m}
, !- Vertex 8 X-coordinate {m}
, !- Vertex 8 Y-coordinate {m}
, !- Vertex 8 Z-coordinate {m}
, !- Vertex 9 X-coordinate {m}
, !- Vertex 9 Y-coordinate {m}
, !- Vertex 9 Z-coordinate {m}
, !- Vertex 10 X-coordinate {m}
, !- Vertex 10 Y-coordinate {m}
, !- Vertex 10 Z-coordinate {m}
, !- Vertex 11 X-coordinate {m}
, !- Vertex 11 Y-coordinate {m}
, !- Vertex 11 Z-coordinate {m}
, !- Vertex 12 X-coordinate {m}
, !- Vertex 12 Y-coordinate {m}
, !- Vertex 12 Z-coordinate {m}
, !- Vertex 13 X-coordinate {m}
, !- Vertex 13 Y-coordinate {m}
, !- Vertex 13 Z-coordinate {m}
, !- Vertex 14 X-coordinate {m}
, !- Vertex 14 Y-coordinate {m}
, !- Vertex 14 Z-coordinate {m}
, !- Vertex 15 X-coordinate {m}
, !- Vertex 15 Y-coordinate {m}
, !- Vertex 15 Z-coordinate {m}
, !- Vertex 16 X-coordinate {m}
, !- Vertex 16 Y-coordinate {m}
, !- Vertex 16 Z-coordinate {m}
, !- Vertex 17 X-coordinate {m}
, !- Vertex 17 Y-coordinate {m}
, !- Vertex 17 Z-coordinate {m}
, !- Vertex 18 X-coordinate {m}
, !- Vertex 18 Y-coordinate {m}
, !- Vertex 18 Z-coordinate {m}
, !- Vertex 19 X-coordinate {m}
, !- Vertex 19 Y-coordinate {m}
, !- Vertex 19 Z-coordinate {m}
, !- Vertex 20 X-coordinate {m}
, !- Vertex 20 Y-coordinate {m}
; !- Vertex 20 Z-coordinate {m}
BuildingSurface:Detailed,
L1-101-SalesAisle1_Srf_3,!- Name
Wall, !- Surface Type
Hole, !- Construction Name
L1-101-SalesAisle1 Thermal Zone, !- Zone Name
Surface, !- Outside Boundary Condition
L1-101-SalesAisle2_Srf_2,!- Outside Boundary Condition Object
NoSun, !- Sun Exposure
NoWind, !- Wind Exposure
, !- View Factor to Ground
4, !- Number of Vertices
49.896, !- Vertex 1 X-coordinate {m}
43.769, !- Vertex 1 Y-coordinate {m}
2.134, !- Vertex 1 Z-coordinate {m}
49.896, !- Vertex 2 X-coordinate {m}
43.769, !- Vertex 2 Y-coordinate {m}
0, !- Vertex 2 Z-coordinate {m}
49.896, !- Vertex 3 X-coordinate {m}
53.584, !- Vertex 3 Y-coordinate {m}
0, !- Vertex 3 Z-coordinate {m}
49.896, !- Vertex 4 X-coordinate {m}
53.584, !- Vertex 4 Y-coordinate {m}
2.134, !- Vertex 4 Z-coordinate {m}
, !- Vertex 5 X-coordinate {m}
, !- Vertex 5 Y-coordinate {m}
, !- Vertex 5 Z-coordinate {m}
, !- Vertex 6 X-coordinate {m}
, !- Vertex 6 Y-coordinate {m}
, !- Vertex 6 Z-coordinate {m}
, !- Vertex 7 X-coordinate {m}
, !- Vertex 7 Y-coordinate {m}
, !- Vertex 7 Z-coordinate {m}
, !- Vertex 8 X-coordinate {m}
, !- Vertex 8 Y-coordinate {m}
, !- Vertex 8 Z-coordinate {m}
, !- Vertex 9 X-coordinate {m}
, !- Vertex 9 Y-coordinate {m}
, !- Vertex 9 Z-coordinate {m}
, !- Vertex 10 X-coordinate {m}
, !- Vertex 10 Y-coordinate {m}
, !- Vertex 10 Z-coordinate {m}
, !- Vertex 11 X-coordinate {m}
, !- Vertex 11 Y-coordinate {m}
, !- Vertex 11 Z-coordinate {m}
, !- Vertex 12 X-coordinate {m}
, !- Vertex 12 Y-coordinate {m}
, !- Vertex 12 Z-coordinate {m}
, !- Vertex 13 X-coordinate {m}
, !- Vertex 13 Y-coordinate {m}
, !- Vertex 13 Z-coordinate {m}
, !- Vertex 14 X-coordinate {m}
, !- Vertex 14 Y-coordinate {m}
, !- Vertex 14 Z-coordinate {m}
, !- Vertex 15 X-coordinate {m}
, !- Vertex 15 Y-coordinate {m}
, !- Vertex 15 Z-coordinate {m}
, !- Vertex 16 X-coordinate {m}
, !- Vertex 16 Y-coordinate {m}
, !- Vertex 16 Z-coordinate {m}
, !- Vertex 17 X-coordinate {m}
, !- Vertex 17 Y-coordinate {m}
, !- Vertex 17 Z-coordinate {m}
, !- Vertex 18 X-coordinate {m}
, !- Vertex 18 Y-coordinate {m}
, !- Vertex 18 Z-coordinate {m}
, !- Vertex 19 X-coordinate {m}
, !- Vertex 19 Y-coordinate {m}
, !- Vertex 19 Z-coordinate {m}
, !- Vertex 20 X-coordinate {m}
, !- Vertex 20 Y-coordinate {m}
; !- Vertex 20 Z-coordinate {m}
BuildingSurface:Detailed,
L1-101-SalesAisle1_Srf_4,!- Name
Wall, !- Surface Type
Hole, !- Construction Name
L1-101-SalesAisle1 Thermal Zone, !- Zone Name
Surface, !- Outside Boundary Condition
L1-101-SalesCirculation3_Srf_1, !- Outside Boundary Condition Object
NoSun, !- Sun Exposure
NoWind, !- Wind Exposure
, !- View Factor to Ground
4, !- Number of Vertices
49.896, !- Vertex 1 X-coordinate {m}
53.584, !- Vertex 1 Y-coordinate {m}
2.134, !- Vertex 1 Z-coordinate {m}
49.896, !- Vertex 2 X-coordinate {m}
53.584, !- Vertex 2 Y-coordinate {m}
0, !- Vertex 2 Z-coordinate {m}
48.128, !- Vertex 3 X-coordinate {m}
53.584, !- Vertex 3 Y-coordinate {m}
0, !- Vertex 3 Z-coordinate {m}
48.128, !- Vertex 4 X-coordinate {m}
53.584, !- Vertex 4 Y-coordinate {m}
2.134, !- Vertex 4 Z-coordinate {m}
, !- Vertex 5 X-coordinate {m}
, !- Vertex 5 Y-coordinate {m}
, !- Vertex 5 Z-coordinate {m}
, !- Vertex 6 X-coordinate {m}
, !- Vertex 6 Y-coordinate {m}
, !- Vertex 6 Z-coordinate {m}
, !- Vertex 7 X-coordinate {m}
, !- Vertex 7 Y-coordinate {m}
, !- Vertex 7 Z-coordinate {m}
, !- Vertex 8 X-coordinate {m}
, !- Vertex 8 Y-coordinate {m}
, !- Vertex 8 Z-coordinate {m}
, !- Vertex 9 X-coordinate {m}
, !- Vertex 9 Y-coordinate {m}
, !- Vertex 9 Z-coordinate {m}
, !- Vertex 10 X-coordinate {m}
, !- Vertex 10 Y-coordinate {m}
, !- Vertex 10 Z-coordinate {m}
, !- Vertex 11 X-coordinate {m}
, !- Vertex 11 Y-coordinate {m}
, !- Vertex 11 Z-coordinate {m}
, !- Vertex 12 X-coordinate {m}
, !- Vertex 12 Y-coordinate {m}
, !- Vertex 12 Z-coordinate {m}
, !- Vertex 13 X-coordinate {m}
, !- Vertex 13 Y-coordinate {m}
, !- Vertex 13 Z-coordinate {m}
, !- Vertex 14 X-coordinate {m}
, !- Vertex 14 Y-coordinate {m}
, !- Vertex 14 Z-coordinate {m}
, !- Vertex 15 X-coordinate {m}
, !- Vertex 15 Y-coordinate {m}
, !- Vertex 15 Z-coordinate {m}
, !- Vertex 16 X-coordinate {m}
, !- Vertex 16 Y-coordinate {m}
, !- Vertex 16 Z-coordinate {m}
, !- Vertex 17 X-coordinate {m}
, !- Vertex 17 Y-coordinate {m}
, !- Vertex 17 Z-coordinate {m}
, !- Vertex 18 X-coordinate {m}
, !- Vertex 18 Y-coordinate {m}
, !- Vertex 18 Z-coordinate {m}
, !- Vertex 19 X-coordinate {m}
, !- Vertex 19 Y-coordinate {m}
, !- Vertex 19 Z-coordinate {m}
, !- Vertex 20 X-coordinate {m}
, !- Vertex 20 Y-coordinate {m}
; !- Vertex 20 Z-coordinate {m}
BuildingSurface:Detailed,
L1-101-SalesAisle1_Srf_5,!- Name
Roof, !- Surface Type
Roof_BOH, !- Construction Name
L1-101-SalesAisle1 Thermal Zone, !- Zone Name
Outdoors, !- Outside Boundary Condition
, !- Outside Boundary Condition Object
SunExposed, !- Sun Exposure
WindExposed, !- Wind Exposure
, !- View Factor to Ground
4, !- Number of Vertices
48.128, !- Vertex 1 X-coordinate {m}
53.584, !- Vertex 1 Y-coordinate {m}
2.134, !- Vertex 1 Z-coordinate {m}
48.128, !- Vertex 2 X-coordinate {m}
43.769, !- Vertex 2 Y-coordinate {m}
2.134, !- Vertex 2 Z-coordinate {m}
49.896, !- Vertex 3 X-coordinate {m}
43.769, !- Vertex 3 Y-coordinate {m}
2.134, !- Vertex 3 Z-coordinate {m}
49.896, !- Vertex 4 X-coordinate {m}
53.584, !- Vertex 4 Y-coordinate {m}
2.134, !- Vertex 4 Z-coordinate {m}
, !- Vertex 5 X-coordinate {m}
, !- Vertex 5 Y-coordinate {m}
, !- Vertex 5 Z-coordinate {m}
, !- Vertex 6 X-coordinate {m}
, !- Vertex 6 Y-coordinate {m}
, !- Vertex 6 Z-coordinate {m}
, !- Vertex 7 X-coordinate {m}
, !- Vertex 7 Y-coordinate {m}
, !- Vertex 7 Z-coordinate {m}
, !- Vertex 8 X-coordinate {m}
, !- Vertex 8 Y-coordinate {m}
, !- Vertex 8 Z-coordinate {m}
, !- Vertex 9 X-coordinate {m}
, !- Vertex 9 Y-coordinate {m}
, !- Vertex 9 Z-coordinate {m}
, !- Vertex 10 X-coordinate {m}
, !- Vertex 10 Y-coordinate {m}
, !- Vertex 10 Z-coordinate {m}
, !- Vertex 11 X-coordinate {m}
, !- Vertex 11 Y-coordinate {m}
, !- Vertex 11 Z-coordinate {m}
, !- Vertex 12 X-coordinate {m}
, !- Vertex 12 Y-coordinate {m}
, !- Vertex 12 Z-coordinate {m}
, !- Vertex 13 X-coordinate {m}
, !- Vertex 13 Y-coordinate {m}
, !- Vertex 13 Z-coordinate {m}
, !- Vertex 14 X-coordinate {m}
, !- Vertex 14 Y-coordinate {m}
, !- Vertex 14 Z-coordinate {m}
, !- Vertex 15 X-coordinate {m}
, !- Vertex 15 Y-coordinate {m}
, !- Vertex 15 Z-coordinate {m}
, !- Vertex 16 X-coordinate {m}
, !- Vertex 16 Y-coordinate {m}
, !- Vertex 16 Z-coordinate {m}
, !- Vertex 17 X-coordinate {m}
, !- Vertex 17 Y-coordinate {m}
, !- Vertex 17 Z-coordinate {m}
, !- Vertex 18 X-coordinate {m}
, !- Vertex 18 Y-coordinate {m}
, !- Vertex 18 Z-coordinate {m}
, !- Vertex 19 X-coordinate {m}
, !- Vertex 19 Y-coordinate {m}
, !- Vertex 19 Z-coordinate {m}
, !- Vertex 20 X-coordinate {m}
, !- Vertex 20 Y-coordinate {m}
; !- Vertex 20 Z-coordinate {m}
BuildingSurface:Detailed,
L1-101-SalesAisle10_Srf_0, !- Name
Floor, !- Surface Type
Hole, !- Construction Name
L1-101-SalesAisle10 Thermal Zone, !- Zone Name
ground, !- Outside Boundary Condition
, !- Outside Boundary Condition Object
NoSun, !- Sun Exposure
NoWind, !- Wind Exposure
, !- View Factor to Ground
4, !- Number of Vertices
68.001, !- Vertex 1 X-coordinate {m}
52.767, !- Vertex 1 Y-coordinate {m}
0, !- Vertex 1 Z-coordinate {m}
68.001, !- Vertex 2 X-coordinate {m}
35.296, !- Vertex 2 Y-coordinate {m}
0, !- Vertex 2 Z-coordinate {m}
66.272, !- Vertex 3 X-coordinate {m}
35.296, !- Vertex 3 Y-coordinate {m}
0, !- Vertex 3 Z-coordinate {m}
66.272, !- Vertex 4 X-coordinate {m}
52.767, !- Vertex 4 Y-coordinate {m}
0, !- Vertex 4 Z-coordinate {m}
, !- Vertex 5 X-coordinate {m}
, !- Vertex 5 Y-coordinate {m}
, !- Vertex 5 Z-coordinate {m}
, !- Vertex 6 X-coordinate {m}
, !- Vertex 6 Y-coordinate {m}
, !- Vertex 6 Z-coordinate {m}
, !- Vertex 7 X-coordinate {m}
, !- Vertex 7 Y-coordinate {m}
, !- Vertex 7 Z-coordinate {m}
, !- Vertex 8 X-coordinate {m}
, !- Vertex 8 Y-coordinate {m}
, !- Vertex 8 Z-coordinate {m}
, !- Vertex 9 X-coordinate {m}
, !- Vertex 9 Y-coordinate {m}
, !- Vertex 9 Z-coordinate {m}
, !- Vertex 10 X-coordinate {m}
, !- Vertex 10 Y-coordinate {m}
, !- Vertex 10 Z-coordinate {m}
, !- Vertex 11 X-coordinate {m}
, !- Vertex 11 Y-coordinate {m}
, !- Vertex 11 Z-coordinate {m}
, !- Vertex 12 X-coordinate {m}
, !- Vertex 12 Y-coordinate {m}
, !- Vertex 12 Z-coordinate {m}
, !- Vertex 13 X-coordinate {m}
, !- Vertex 13 Y-coordinate {m}
, !- Vertex 13 Z-coordinate {m}
, !- Vertex 14 X-coordinate {m}
, !- Vertex 14 Y-coordinate {m}
, !- Vertex 14 Z-coordinate {m}
, !- Vertex 15 X-coordinate {m}
, !- Vertex 15 Y-coordinate {m}
, !- Vertex 15 Z-coordinate {m}
, !- Vertex 16 X-coordinate {m}
, !- Vertex 16 Y-coordinate {m}
, !- Vertex 16 Z-coordinate {m}
, !- Vertex 17 X-coordinate {m}
, !- Vertex 17 Y-coordinate {m}
, !- Vertex 17 Z-coordinate {m}
, !- Vertex 18 X-coordinate {m}
, !- Vertex 18 Y-coordinate {m}
, !- Vertex 18 Z-coordinate {m}
, !- Vertex 19 X-coordinate {m}
, !- Vertex 19 Y-coordinate {m}
, !- Vertex 19 Z-coordinate {m}
, !- Vertex 20 X-coordinate {m}
, !- Vertex 20 Y-coordinate {m}
; !- Vertex 20 Z-coordinate {m}
BuildingSurface:Detailed,
L1-101-SalesAisle10_Srf_1, !- Name
Wall, !- Surface Type
Hole, !- Construction Name
L1-101-SalesAisle10 Thermal Zone, !- Zone Name
Surface, !- Outside Boundary Condition
L1-101-SalesRefrigerationAisle7_Srf_3, !- Outside Boundary Condition Object
NoSun, !- Sun Exposure
NoWind, !- Wind Exposure
, !- View Factor to Ground
4, !- Number of Vertices
66.272, !- Vertex 1 X-coordinate {m}
50.269, !- Vertex 1 Y-coordinate {m}
2.134, !- Vertex 1 Z-coordinate {m}
66.272, !- Vertex 2 X-coordinate {m}
50.269, !- Vertex 2 Y-coordinate {m}
0, !- Vertex 2 Z-coordinate {m}
66.272, !- Vertex 3 X-coordinate {m}
46.329, !- Vertex 3 Y-coordinate {m}
0, !- Vertex 3 Z-coordinate {m}
66.272, !- Vertex 4 X-coordinate {m}
46.329, !- Vertex 4 Y-coordinate {m}
2.134, !- Vertex 4 Z-coordinate {m}
, !- Vertex 5 X-coordinate {m}
, !- Vertex 5 Y-coordinate {m}
, !- Vertex 5 Z-coordinate {m}
, !- Vertex 6 X-coordinate {m}
, !- Vertex 6 Y-coordinate {m}
, !- Vertex 6 Z-coordinate {m}
, !- Vertex 7 X-coordinate {m}
, !- Vertex 7 Y-coordinate {m}
, !- Vertex 7 Z-coordinate {m}
, !- Vertex 8 X-coordinate {m}
, !- Vertex 8 Y-coordinate {m}
, !- Vertex 8 Z-coordinate {m}
, !- Vertex 9 X-coordinate {m}
, !- Vertex 9 Y-coordinate {m}
, !- Vertex 9 Z-coordinate {m}
, !- Vertex 10 X-coordinate {m}
, !- Vertex 10 Y-coordinate {m}
, !- Vertex 10 Z-coordinate {m}
, !- Vertex 11 X-coordinate {m}
, !- Vertex 11 Y-coordinate {m}
, !- Vertex 11 Z-coordinate {m}
, !- Vertex 12 X-coordinate {m}
, !- Vertex 12 Y-coordinate {m}
, !- Vertex 12 Z-coordinate {m}
, !- Vertex 13 X-coordinate {m}
, !- Vertex 13 Y-coordinate {m}
, !- Vertex 13 Z-coordinate {m}
, !- Vertex 14 X-coordinate {m}
, !- Vertex 14 Y-coordinate {m}
, !- Vertex 14 Z-coordinate {m}
, !- Vertex 15 X-coordinate {m}
, !- Vertex 15 Y-coordinate {m}
, !- Vertex 15 Z-coordinate {m}
, !- Vertex 16 X-coordinate {m}
, !- Vertex 16 Y-coordinate {m}
, !- Vertex 16 Z-coordinate {m}
, !- Vertex 17 X-coordinate {m}
, !- Vertex 17 Y-coordinate {m}
, !- Vertex 17 Z-coordinate {m}
, !- Vertex 18 X-coordinate {m}
, !- Vertex 18 Y-coordinate {m}
, !- Vertex 18 Z-coordinate {m}
, !- Vertex 19 X-coordinate {m}
, !- Vertex 19 Y-coordinate {m}
, !- Vertex 19 Z-coordinate {m}
, !- Vertex 20 X-coordinate {m}
, !- Vertex 20 Y-coordinate {m}
; !- Vertex 20 Z-coordinate {m}
BuildingSurface:Detailed,
L1-101-SalesAisle10_Srf_10, !- Name
Wall, !- Surface Type
Hole, !- Construction Name
L1-101-SalesAisle10 Thermal Zone, !- Zone Name
Surface, !- Outside Boundary Condition
L1-101-SalesRefrigerationAisle6_Srf_3, !- Outside Boundary Condition Object
NoSun, !- Sun Exposure
NoWind, !- Wind Exposure
, !- View Factor to Ground
4, !- Number of Vertices
66.272, !- Vertex 1 X-coordinate {m}
52.767, !- Vertex 1 Y-coordinate {m}
2.134, !- Vertex 1 Z-coordinate {m}
66.272, !- Vertex 2 X-coordinate {m}
52.767, !- Vertex 2 Y-coordinate {m}
0, !- Vertex 2 Z-coordinate {m}
66.272, !- Vertex 3 X-coordinate {m}
50.269, !- Vertex 3 Y-coordinate {m}
0, !- Vertex 3 Z-coordinate {m}
66.272, !- Vertex 4 X-coordinate {m}
50.269, !- Vertex 4 Y-coordinate {m}
2.134, !- Vertex 4 Z-coordinate {m}
, !- Vertex 5 X-coordinate {m}
, !- Vertex 5 Y-coordinate {m}
, !- Vertex 5 Z-coordinate {m}
, !- Vertex 6 X-coordinate {m}
, !- Vertex 6 Y-coordinate {m}
, !- Vertex 6 Z-coordinate {m}
, !- Vertex 7 X-coordinate {m}
, !- Vertex 7 Y-coordinate {m}
, !- Vertex 7 Z-coordinate {m}
, !- Vertex 8 X-coordinate {m}
, !- Vertex 8 Y-coordinate {m}
, !- Vertex 8 Z-coordinate {m}
, !- Vertex 9 X-coordinate {m}
, !- Vertex 9 Y-coordinate {m}
, !- Vertex 9 Z-coordinate {m}
, !- Vertex 10 X-coordinate {m}
, !- Vertex 10 Y-coordinate {m}
, !- Vertex 10 Z-coordinate {m}
, !- Vertex 11 X-coordinate {m}
, !- Vertex 11 Y-coordinate {m}
, !- Vertex 11 Z-coordinate {m}
, !- Vertex 12 X-coordinate {m}
, !- Vertex 12 Y-coordinate {m}
, !- Vertex 12 Z-coordinate {m}
, !- Vertex 13 X-coordinate {m}
, !- Vertex 13 Y-coordinate {m}
, !- Vertex 13 Z-coordinate {m}
, !- Vertex 14 X-coordinate {m}
, !- Vertex 14 Y-coordinate {m}
, !- Vertex 14 Z-coordinate {m}
, !- Vertex 15 X-coordinate {m}
, !- Vertex 15 Y-coordinate {m}
, !- Vertex 15 Z-coordinate {m}
, !- Vertex 16 X-coordinate {m}
, !- Vertex 16 Y-coordinate {m}
, !- Vertex 16 Z-coordinate {m}
, !- Vertex 17 X-coordinate {m}
, !- Vertex 17 Y-coordinate {m}
, !- Vertex 17 Z-coordinate {m}
, !- Vertex 18 X-coordinate {m}
, !- Vertex 18 Y-coordinate {m}
, !- Vertex 18 Z-coordinate {m}
, !- Vertex 19 X-coordinate {m}
, !- Vertex 19 Y-coordinate {m}
, !- Vertex 19 Z-coordinate {m}
, !- Vertex 20 X-coordinate {m}
, !- Vertex 20 Y-coordinate {m}
; !- Vertex 20 Z-coordinate {m}
BuildingSurface:Detailed,
L1-101-SalesAisle10_Srf_11, !- Name
Roof, !- Surface Type
Roof_BOH, !- Construction Name
L1-101-SalesAisle10 Thermal Zone, !- Zone Name
Outdoors, !- Outside Boundary Condition
, !- Outside Boundary Condition Object
SunExposed, !- Sun Exposure
WindExposed, !- Wind Exposure
, !- View Factor to Ground
4, !- Number of Vertices
66.272, !- Vertex 1 X-coordinate {m}
52.767, !- Vertex 1 Y-coordinate {m}
2.134, !- Vertex 1 Z-coordinate {m}
66.272, !- Vertex 2 X-coordinate {m}
35.296, !- Vertex 2 Y-coordinate {m}
2.134, !- Vertex 2 Z-coordinate {m}
68.001, !- Vertex 3 X-coordinate {m}
35.296, !- Vertex 3 Y-coordinate {m}
2.134, !- Vertex 3 Z-coordinate {m}
68.001, !- Vertex 4 X-coordinate {m}
52.767, !- Vertex 4 Y-coordinate {m}
2.134, !- Vertex 4 Z-coordinate {m}
, !- Vertex 5 X-coordinate {m}
, !- Vertex 5 Y-coordinate {m}
, !- Vertex 5 Z-coordinate {m}
, !- Vertex 6 X-coordinate {m}
, !- Vertex 6 Y-coordinate {m}
, !- Vertex 6 Z-coordinate {m}
, !- Vertex 7 X-coordinate {m}
, !- Vertex 7 Y-coordinate {m}
, !- Vertex 7 Z-coordinate {m}
, !- Vertex 8 X-coordinate {m}
, !- Vertex 8 Y-coordinate {m}
, !- Vertex 8 Z-coordinate {m}
, !- Vertex 9 X-coordinate {m}
, !- Vertex 9 Y-coordinate {m}
, !- Vertex 9 Z-coordinate {m}
, !- Vertex 10 X-coordinate {m}
, !- Vertex 10 Y-coordinate {m}
, !- Vertex 10 Z-coordinate {m}
, !- Vertex 11 X-coordinate {m}
, !- Vertex 11 Y-coordinate {m}
, !- Vertex 11 Z-coordinate {m}
, !- Vertex 12 X-coordinate {m}
, !- Vertex 12 Y-coordinate {m}
, !- Vertex 12 Z-coordinate {m}
, !- Vertex 13 X-coordinate {m}
, !- Vertex 13 Y-coordinate {m}
, !- Vertex 13 Z-coordinate {m}
, !- Vertex 14 X-coordinate {m}
, !- Vertex 14 Y-coordinate {m}
, !- Vertex 14 Z-coordinate {m}
, !- Vertex 15 X-coordinate {m}
, !- Vertex 15 Y-coordinate {m}
, !- Vertex 15 Z-coordinate {m}
, !- Vertex 16 X-coordinate {m}
, !- Vertex 16 Y-coordinate {m}
, !- Vertex 16 Z-coordinate {m}
, !- Vertex 17 X-coordinate {m}
, !- Vertex 17 Y-coordinate {m}
, !- Vertex 17 Z-coordinate {m}
, !- Vertex 18 X-coordinate {m}
, !- Vertex 18 Y-coordinate {m}
, !- Vertex 18 Z-coordinate {m}
, !- Vertex 19 X-coordinate {m}
, !- Vertex 19 Y-coordinate {m}
, !- Vertex 19 Z-coordinate {m}
, !- Vertex 20 X-coordinate {m}
, !- Vertex 20 Y-coordinate {m}
; !- Vertex 20 Z-coordinate {m}
BuildingSurface:Detailed,
L1-101-SalesAisle10_Srf_2, !- Name
Wall, !- Surface Type
Hole, !- Construction Name
L1-101-SalesAisle10 Thermal Zone, !- Zone Name
Surface, !- Outside Boundary Condition
L1-101-SalesAisle9_Srf_4,!- Outside Boundary Condition Object
NoSun, !- Sun Exposure
NoWind, !- Wind Exposure
, !- View Factor to Ground
4, !- Number of Vertices
66.272, !- Vertex 1 X-coordinate {m}
46.329, !- Vertex 1 Y-coordinate {m}
2.134, !- Vertex 1 Z-coordinate {m}
66.272, !- Vertex 2 X-coordinate {m}
46.329, !- Vertex 2 Y-coordinate {m}
0, !- Vertex 2 Z-coordinate {m}
66.272, !- Vertex 3 X-coordinate {m}
35.296, !- Vertex 3 Y-coordinate {m}
0, !- Vertex 3 Z-coordinate {m}
66.272, !- Vertex 4 X-coordinate {m}
35.296, !- Vertex 4 Y-coordinate {m}
2.134, !- Vertex 4 Z-coordinate {m}
, !- Vertex 5 X-coordinate {m}
, !- Vertex 5 Y-coordinate {m}
, !- Vertex 5 Z-coordinate {m}
, !- Vertex 6 X-coordinate {m}
, !- Vertex 6 Y-coordinate {m}
, !- Vertex 6 Z-coordinate {m}
, !- Vertex 7 X-coordinate {m}
, !- Vertex 7 Y-coordinate {m}
, !- Vertex 7 Z-coordinate {m}
, !- Vertex 8 X-coordinate {m}
, !- Vertex 8 Y-coordinate {m}
, !- Vertex 8 Z-coordinate {m}
, !- Vertex 9 X-coordinate {m}
, !- Vertex 9 Y-coordinate {m}
, !- Vertex 9 Z-coordinate {m}
, !- Vertex 10 X-coordinate {m}
, !- Vertex 10 Y-coordinate {m}
, !- Vertex 10 Z-coordinate {m}
, !- Vertex 11 X-coordinate {m}
, !- Vertex 11 Y-coordinate {m}
, !- Vertex 11 Z-coordinate {m}
, !- Vertex 12 X-coordinate {m}
, !- Vertex 12 Y-coordinate {m}
, !- Vertex 12 Z-coordinate {m}
, !- Vertex 13 X-coordinate {m}
, !- Vertex 13 Y-coordinate {m}
, !- Vertex 13 Z-coordinate {m}
, !- Vertex 14 X-coordinate {m}
, !- Vertex 14 Y-coordinate {m}
, !- Vertex 14 Z-coordinate {m}
, !- Vertex 15 X-coordinate {m}
, !- Vertex 15 Y-coordinate {m}
, !- Vertex 15 Z-coordinate {m}
, !- Vertex 16 X-coordinate {m}
, !- Vertex 16 Y-coordinate {m}
, !- Vertex 16 Z-coordinate {m}
, !- Vertex 17 X-coordinate {m}
, !- Vertex 17 Y-coordinate {m}
, !- Vertex 17 Z-coordinate {m}
, !- Vertex 18 X-coordinate {m}
, !- Vertex 18 Y-coordinate {m}
, !- Vertex 18 Z-coordinate {m}
, !- Vertex 19 X-coordinate {m}
, !- Vertex 19 Y-coordinate {m}
, !- Vertex 19 Z-coordinate {m}
, !- Vertex 20 X-coordinate {m}
, !- Vertex 20 Y-coordinate {m}
; !- Vertex 20 Z-coordinate {m}
BuildingSurface:Detailed,
L1-101-SalesAisle10_Srf_3, !- Name
Wall, !- Surface Type
Hole, !- Construction Name
L1-101-SalesAisle10 Thermal Zone, !- Zone Name
Surface, !- Outside Boundary Condition
L1-101-SalesRefrigerationEndcap3_Srf_5, !- Outside Boundary Condition Object
NoSun, !- Sun Exposure
NoWind, !- Wind Exposure
, !- View Factor to Ground
4, !- Number of Vertices
66.272, !- Vertex 1 X-coordinate {m}
35.296, !- Vertex 1 Y-coordinate {m}
2.134, !- Vertex 1 Z-coordinate {m}
66.272, !- Vertex 2 X-coordinate {m}
35.296, !- Vertex 2 Y-coordinate {m}
0, !- Vertex 2 Z-coordinate {m}
67.026, !- Vertex 3 X-coordinate {m}
35.296, !- Vertex 3 Y-coordinate {m}
0, !- Vertex 3 Z-coordinate {m}
67.026, !- Vertex 4 X-coordinate {m}
35.296, !- Vertex 4 Y-coordinate {m}
2.134, !- Vertex 4 Z-coordinate {m}
, !- Vertex 5 X-coordinate {m}
, !- Vertex 5 Y-coordinate {m}
, !- Vertex 5 Z-coordinate {m}
, !- Vertex 6 X-coordinate {m}
, !- Vertex 6 Y-coordinate {m}
, !- Vertex 6 Z-coordinate {m}
, !- Vertex 7 X-coordinate {m}
, !- Vertex 7 Y-coordinate {m}
, !- Vertex 7 Z-coordinate {m}
, !- Vertex 8 X-coordinate {m}
, !- Vertex 8 Y-coordinate {m}
, !- Vertex 8 Z-coordinate {m}
, !- Vertex 9 X-coordinate {m}
, !- Vertex 9 Y-coordinate {m}
, !- Vertex 9 Z-coordinate {m}
, !- Vertex 10 X-coordinate {m}
, !- Vertex 10 Y-coordinate {m}
, !- Vertex 10 Z-coordinate {m}
, !- Vertex 11 X-coordinate {m}
, !- Vertex 11 Y-coordinate {m}
, !- Vertex 11 Z-coordinate {m}
, !- Vertex 12 X-coordinate {m}
, !- Vertex 12 Y-coordinate {m}
, !- Vertex 12 Z-coordinate {m}
, !- Vertex 13 X-coordinate {m}
, !- Vertex 13 Y-coordinate {m}
, !- Vertex 13 Z-coordinate {m}
, !- Vertex 14 X-coordinate {m}
, !- Vertex 14 Y-coordinate {m}
, !- Vertex 14 Z-coordinate {m}
, !- Vertex 15 X-coordinate {m}
, !- Vertex 15 Y-coordinate {m}
, !- Vertex 15 Z-coordinate {m}
, !- Vertex 16 X-coordinate {m}
, !- Vertex 16 Y-coordinate {m}
, !- Vertex 16 Z-coordinate {m}
, !- Vertex 17 X-coordinate {m}
, !- Vertex 17 Y-coordinate {m}
, !- Vertex 17 Z-coordinate {m}
, !- Vertex 18 X-coordinate {m}
, !- Vertex 18 Y-coordinate {m}
, !- Vertex 18 Z-coordinate {m}
, !- Vertex 19 X-coordinate {m}
, !- Vertex 19 Y-coordinate {m}
, !- Vertex 19 Z-coordinate {m}
, !- Vertex 20 X-coordinate {m}
, !- Vertex 20 Y-coordinate {m}
; !- Vertex 20 Z-coordinate {m}
BuildingSurface:Detailed,
L1-101-SalesAisle10_Srf_4, !- Name
Wall, !- Surface Type
Hole, !- Construction Name
L1-101-SalesAisle10 Thermal Zone, !- Zone Name
Surface, !- Outside Boundary Condition
L1-101-SalesCirculation7_Srf_4, !- Outside Boundary Condition Object
NoSun, !- Sun Exposure
NoWind, !- Wind Exposure
, !- View Factor to Ground
4, !- Number of Vertices
67.026, !- Vertex 1 X-coordinate {m}
35.296, !- Vertex 1 Y-coordinate {m}
2.134, !- Vertex 1 Z-coordinate {m}
67.026, !- Vertex 2 X-coordinate {m}
35.296, !- Vertex 2 Y-coordinate {m}
0, !- Vertex 2 Z-coordinate {m}
68.001, !- Vertex 3 X-coordinate {m}
35.296, !- Vertex 3 Y-coordinate {m}
0, !- Vertex 3 Z-coordinate {m}
68.001, !- Vertex 4 X-coordinate {m}
35.296, !- Vertex 4 Y-coordinate {m}
2.134, !- Vertex 4 Z-coordinate {m}
, !- Vertex 5 X-coordinate {m}
, !- Vertex 5 Y-coordinate {m}
, !- Vertex 5 Z-coordinate {m}
, !- Vertex 6 X-coordinate {m}
, !- Vertex 6 Y-coordinate {m}
, !- Vertex 6 Z-coordinate {m}
, !- Vertex 7 X-coordinate {m}
, !- Vertex 7 Y-coordinate {m}
, !- Vertex 7 Z-coordinate {m}
, !- Vertex 8 X-coordinate {m}
, !- Vertex 8 Y-coordinate {m}
, !- Vertex 8 Z-coordinate {m}
, !- Vertex 9 X-coordinate {m}
, !- Vertex 9 Y-coordinate {m}
, !- Vertex 9 Z-coordinate {m}
, !- Vertex 10 X-coordinate {m}
, !- Vertex 10 Y-coordinate {m}
, !- Vertex 10 Z-coordinate {m}
, !- Vertex 11 X-coordinate {m}
, !- Vertex 11 Y-coordinate {m}
, !- Vertex 11 Z-coordinate {m}
, !- Vertex 12 X-coordinate {m}
, !- Vertex 12 Y-coordinate {m}
, !- Vertex 12 Z-coordinate {m}
, !- Vertex 13 X-coordinate {m}
, !- Vertex 13 Y-coordinate {m}
, !- Vertex 13 Z-coordinate {m}
, !- Vertex 14 X-coordinate {m}
, !- Vertex 14 Y-coordinate {m}
, !- Vertex 14 Z-coordinate {m}
, !- Vertex 15 X-coordinate {m}
, !- Vertex 15 Y-coordinate {m}
, !- Vertex 15 Z-coordinate {m}
, !- Vertex 16 X-coordinate {m}
, !- Vertex 16 Y-coordinate {m}
, !- Vertex 16 Z-coordinate {m}
, !- Vertex 17 X-coordinate {m}
, !- Vertex 17 Y-coordinate {m}
, !- Vertex 17 Z-coordinate {m}
, !- Vertex 18 X-coordinate {m}
, !- Vertex 18 Y-coordinate {m}
, !- Vertex 18 Z-coordinate {m}
, !- Vertex 19 X-coordinate {m}
, !- Vertex 19 Y-coordinate {m}
, !- Vertex 19 Z-coordinate {m}
, !- Vertex 20 X-coordinate {m}
, !- Vertex 20 Y-coordinate {m}
; !- Vertex 20 Z-coordinate {m}
BuildingSurface:Detailed,
L1-101-SalesAisle10_Srf_5, !- Name
Wall, !- Surface Type
Hole, !- Construction Name
L1-101-SalesAisle10 Thermal Zone, !- Zone Name
Surface, !- Outside Boundary Condition
L1-101-SalesCirculation7_Srf_3, !- Outside Boundary Condition Object
NoSun, !- Sun Exposure
NoWind, !- Wind Exposure
, !- View Factor to Ground
4, !- Number of Vertices
68.001, !- Vertex 1 X-coordinate {m}
35.296, !- Vertex 1 Y-coordinate {m}
2.134, !- Vertex 1 Z-coordinate {m}
68.001, !- Vertex 2 X-coordinate {m}
35.296, !- Vertex 2 Y-coordinate {m}
0, !- Vertex 2 Z-coordinate {m}
68.001, !- Vertex 3 X-coordinate {m}
41.605, !- Vertex 3 Y-coordinate {m}
0, !- Vertex 3 Z-coordinate {m}
68.001, !- Vertex 4 X-coordinate {m}
41.605, !- Vertex 4 Y-coordinate {m}
2.134, !- Vertex 4 Z-coordinate {m}
, !- Vertex 5 X-coordinate {m}
, !- Vertex 5 Y-coordinate {m}
, !- Vertex 5 Z-coordinate {m}
, !- Vertex 6 X-coordinate {m}
, !- Vertex 6 Y-coordinate {m}
, !- Vertex 6 Z-coordinate {m}
, !- Vertex 7 X-coordinate {m}
, !- Vertex 7 Y-coordinate {m}
, !- Vertex 7 Z-coordinate {m}
, !- Vertex 8 X-coordinate {m}
, !- Vertex 8 Y-coordinate {m}
, !- Vertex 8 Z-coordinate {m}
, !- Vertex 9 X-coordinate {m}
, !- Vertex 9 Y-coordinate {m}
, !- Vertex 9 Z-coordinate {m}
, !- Vertex 10 X-coordinate {m}
, !- Vertex 10 Y-coordinate {m}
, !- Vertex 10 Z-coordinate {m}
, !- Vertex 11 X-coordinate {m}
, !- Vertex 11 Y-coordinate {m}
, !- Vertex 11 Z-coordinate {m}
, !- Vertex 12 X-coordinate {m}
, !- Vertex 12 Y-coordinate {m}
, !- Vertex 12 Z-coordinate {m}
, !- Vertex 13 X-coordinate {m}
, !- Vertex 13 Y-coordinate {m}
, !- Vertex 13 Z-coordinate {m}
, !- Vertex 14 X-coordinate {m}
, !- Vertex 14 Y-coordinate {m}
, !- Vertex 14 Z-coordinate {m}
, !- Vertex 15 X-coordinate {m}
, !- Vertex 15 Y-coordinate {m}
, !- Vertex 15 Z-coordinate {m}
, !- Vertex 16 X-coordinate {m}
, !- Vertex 16 Y-coordinate {m}
, !- Vertex 16 Z-coordinate {m}
, !- Vertex 17 X-coordinate {m}
, !- Vertex 17 Y-coordinate {m}
, !- Vertex 17 Z-coordinate {m}
, !- Vertex 18 X-coordinate {m}
, !- Vertex 18 Y-coordinate {m}
, !- Vertex 18 Z-coordinate {m}
, !- Vertex 19 X-coordinate {m}
, !- Vertex 19 Y-coordinate {m}
, !- Vertex 19 Z-coordinate {m}
, !- Vertex 20 X-coordinate {m}
, !- Vertex 20 Y-coordinate {m}
; !- Vertex 20 Z-coordinate {m}
BuildingSurface:Detailed,
L1-101-SalesAisle10_Srf_6, !- Name
Wall, !- Surface Type
Hole, !- Construction Name
L1-101-SalesAisle10 Thermal Zone, !- Zone Name
Surface, !- Outside Boundary Condition
L1-101-SalesCirculation6_Srf_7, !- Outside Boundary Condition Object
NoSun, !- Sun Exposure
NoWind, !- Wind Exposure
, !- View Factor to Ground
4, !- Number of Vertices
68.001, !- Vertex 1 X-coordinate {m}
41.605, !- Vertex 1 Y-coordinate {m}
2.134, !- Vertex 1 Z-coordinate {m}
68.001, !- Vertex 2 X-coordinate {m}
41.605, !- Vertex 2 Y-coordinate {m}
0, !- Vertex 2 Z-coordinate {m}
68.001, !- Vertex 3 X-coordinate {m}
50.902, !- Vertex 3 Y-coordinate {m}
0, !- Vertex 3 Z-coordinate {m}
68.001, !- Vertex 4 X-coordinate {m}
50.902, !- Vertex 4 Y-coordinate {m}
2.134, !- Vertex 4 Z-coordinate {m}
, !- Vertex 5 X-coordinate {m}
, !- Vertex 5 Y-coordinate {m}
, !- Vertex 5 Z-coordinate {m}
, !- Vertex 6 X-coordinate {m}
, !- Vertex 6 Y-coordinate {m}
, !- Vertex 6 Z-coordinate {m}
, !- Vertex 7 X-coordinate {m}
, !- Vertex 7 Y-coordinate {m}
, !- Vertex 7 Z-coordinate {m}
, !- Vertex 8 X-coordinate {m}
, !- Vertex 8 Y-coordinate {m}
, !- Vertex 8 Z-coordinate {m}
, !- Vertex 9 X-coordinate {m}
, !- Vertex 9 Y-coordinate {m}
, !- Vertex 9 Z-coordinate {m}
, !- Vertex 10 X-coordinate {m}
, !- Vertex 10 Y-coordinate {m}
, !- Vertex 10 Z-coordinate {m}
, !- Vertex 11 X-coordinate {m}
, !- Vertex 11 Y-coordinate {m}
, !- Vertex 11 Z-coordinate {m}
, !- Vertex 12 X-coordinate {m}
, !- Vertex 12 Y-coordinate {m}
, !- Vertex 12 Z-coordinate {m}
, !- Vertex 13 X-coordinate {m}
, !- Vertex 13 Y-coordinate {m}
, !- Vertex 13 Z-coordinate {m}
, !- Vertex 14 X-coordinate {m}
, !- Vertex 14 Y-coordinate {m}
, !- Vertex 14 Z-coordinate {m}
, !- Vertex 15 X-coordinate {m}
, !- Vertex 15 Y-coordinate {m}
, !- Vertex 15 Z-coordinate {m}
, !- Vertex 16 X-coordinate {m}
, !- Vertex 16 Y-coordinate {m}
, !- Vertex 16 Z-coordinate {m}
, !- Vertex 17 X-coordinate {m}
, !- Vertex 17 Y-coordinate {m}
, !- Vertex 17 Z-coordinate {m}
, !- Vertex 18 X-coordinate {m}
, !- Vertex 18 Y-coordinate {m}
, !- Vertex 18 Z-coordinate {m}
, !- Vertex 19 X-coordinate {m}
, !- Vertex 19 Y-coordinate {m}
, !- Vertex 19 Z-coordinate {m}
, !- Vertex 20 X-coordinate {m}
, !- Vertex 20 Y-coordinate {m}
; !- Vertex 20 Z-coordinate {m}
BuildingSurface:Detailed,
L1-101-SalesAisle10_Srf_7, !- Name
Wall, !- Surface Type
Hole, !- Construction Name
L1-101-SalesAisle10 Thermal Zone, !- Zone Name
Surface, !- Outside Boundary Condition
L1-101-SalesWine_Srf_1, !- Outside Boundary Condition Object
NoSun, !- Sun Exposure
NoWind, !- Wind Exposure
, !- View Factor to Ground
4, !- Number of Vertices
68.001, !- Vertex 1 X-coordinate {m}
50.902, !- Vertex 1 Y-coordinate {m}
2.134, !- Vertex 1 Z-coordinate {m}
68.001, !- Vertex 2 X-coordinate {m}
50.902, !- Vertex 2 Y-coordinate {m}
0, !- Vertex 2 Z-coordinate {m}
68.001, !- Vertex 3 X-coordinate {m}
52.767, !- Vertex 3 Y-coordinate {m}
0, !- Vertex 3 Z-coordinate {m}
68.001, !- Vertex 4 X-coordinate {m}
52.767, !- Vertex 4 Y-coordinate {m}
2.134, !- Vertex 4 Z-coordinate {m}
, !- Vertex 5 X-coordinate {m}
, !- Vertex 5 Y-coordinate {m}
, !- Vertex 5 Z-coordinate {m}
, !- Vertex 6 X-coordinate {m}
, !- Vertex 6 Y-coordinate {m}
, !- Vertex 6 Z-coordinate {m}
, !- Vertex 7 X-coordinate {m}
, !- Vertex 7 Y-coordinate {m}
, !- Vertex 7 Z-coordinate {m}
, !- Vertex 8 X-coordinate {m}
, !- Vertex 8 Y-coordinate {m}
, !- Vertex 8 Z-coordinate {m}
, !- Vertex 9 X-coordinate {m}
, !- Vertex 9 Y-coordinate {m}
, !- Vertex 9 Z-coordinate {m}
, !- Vertex 10 X-coordinate {m}
, !- Vertex 10 Y-coordinate {m}
, !- Vertex 10 Z-coordinate {m}
, !- Vertex 11 X-coordinate {m}
, !- Vertex 11 Y-coordinate {m}
, !- Vertex 11 Z-coordinate {m}
, !- Vertex 12 X-coordinate {m}
, !- Vertex 12 Y-coordinate {m}
, !- Vertex 12 Z-coordinate {m}
, !- Vertex 13 X-coordinate {m}
, !- Vertex 13 Y-coordinate {m}
, !- Vertex 13 Z-coordinate {m}
, !- Vertex 14 X-coordinate {m}
, !- Vertex 14 Y-coordinate {m}
, !- Vertex 14 Z-coordinate {m}
, !- Vertex 15 X-coordinate {m}
, !- Vertex 15 Y-coordinate {m}
, !- Vertex 15 Z-coordinate {m}
, !- Vertex 16 X-coordinate {m}
, !- Vertex 16 Y-coordinate {m}
, !- Vertex 16 Z-coordinate {m}
, !- Vertex 17 X-coordinate {m}
, !- Vertex 17 Y-coordinate {m}
, !- Vertex 17 Z-coordinate {m}
, !- Vertex 18 X-coordinate {m}
, !- Vertex 18 Y-coordinate {m}
, !- Vertex 18 Z-coordinate {m}
, !- Vertex 19 X-coordinate {m}
, !- Vertex 19 Y-coordinate {m}
, !- Vertex 19 Z-coordinate {m}
, !- Vertex 20 X-coordinate {m}
, !- Vertex 20 Y-coordinate {m}
; !- Vertex 20 Z-coordinate {m}
BuildingSurface:Detailed,
L1-101-SalesAisle10_Srf_8, !- Name
Wall, !- Surface Type
Hole, !- Construction Name
L1-101-SalesAisle10 Thermal Zone, !- Zone Name
Surface, !- Outside Boundary Condition
L1-101-SalesCirculation4_Srf_19, !- Outside Boundary Condition Object
NoSun, !- Sun Exposure
NoWind, !- Wind Exposure
, !- View Factor to Ground
4, !- Number of Vertices
68.001, !- Vertex 1 X-coordinate {m}
52.767, !- Vertex 1 Y-coordinate {m}
2.134, !- Vertex 1 Z-coordinate {m}
68.001, !- Vertex 2 X-coordinate {m}
52.767, !- Vertex 2 Y-coordinate {m}
0, !- Vertex 2 Z-coordinate {m}
67.026, !- Vertex 3 X-coordinate {m}
52.767, !- Vertex 3 Y-coordinate {m}
0, !- Vertex 3 Z-coordinate {m}
67.026, !- Vertex 4 X-coordinate {m}
52.767, !- Vertex 4 Y-coordinate {m}
2.134, !- Vertex 4 Z-coordinate {m}
, !- Vertex 5 X-coordinate {m}
, !- Vertex 5 Y-coordinate {m}
, !- Vertex 5 Z-coordinate {m}
, !- Vertex 6 X-coordinate {m}
, !- Vertex 6 Y-coordinate {m}
, !- Vertex 6 Z-coordinate {m}
, !- Vertex 7 X-coordinate {m}
, !- Vertex 7 Y-coordinate {m}
, !- Vertex 7 Z-coordinate {m}
, !- Vertex 8 X-coordinate {m}
, !- Vertex 8 Y-coordinate {m}
, !- Vertex 8 Z-coordinate {m}
, !- Vertex 9 X-coordinate {m}
, !- Vertex 9 Y-coordinate {m}
, !- Vertex 9 Z-coordinate {m}
, !- Vertex 10 X-coordinate {m}
, !- Vertex 10 Y-coordinate {m}
, !- Vertex 10 Z-coordinate {m}
, !- Vertex 11 X-coordinate {m}
, !- Vertex 11 Y-coordinate {m}
, !- Vertex 11 Z-coordinate {m}
, !- Vertex 12 X-coordinate {m}
, !- Vertex 12 Y-coordinate {m}
, !- Vertex 12 Z-coordinate {m}
, !- Vertex 13 X-coordinate {m}
, !- Vertex 13 Y-coordinate {m}
, !- Vertex 13 Z-coordinate {m}
, !- Vertex 14 X-coordinate {m}
, !- Vertex 14 Y-coordinate {m}
, !- Vertex 14 Z-coordinate {m}
, !- Vertex 15 X-coordinate {m}
, !- Vertex 15 Y-coordinate {m}
, !- Vertex 15 Z-coordinate {m}
, !- Vertex 16 X-coordinate {m}
, !- Vertex 16 Y-coordinate {m}
, !- Vertex 16 Z-coordinate {m}
, !- Vertex 17 X-coordinate {m}
, !- Vertex 17 Y-coordinate {m}
, !- Vertex 17 Z-coordinate {m}
, !- Vertex 18 X-coordinate {m}
, !- Vertex 18 Y-coordinate {m}
, !- Vertex 18 Z-coordinate {m}
, !- Vertex 19 X-coordinate {m}
, !- Vertex 19 Y-coordinate {m}
, !- Vertex 19 Z-coordinate {m}
, !- Vertex 20 X-coordinate {m}
, !- Vertex 20 Y-coordinate {m}
; !- Vertex 20 Z-coordinate {m}
BuildingSurface:Detailed,
L1-101-SalesAisle10_Srf_9, !- Name
Wall, !- Surface Type
Hole, !- Construction Name
L1-101-SalesAisle10 Thermal Zone, !- Zone Name
Surface, !- Outside Boundary Condition
L1-101-SalesRefrigerationEndcap2_Srf_2, !- Outside Boundary Condition Object
NoSun, !- Sun Exposure
NoWind, !- Wind Exposure
, !- View Factor to Ground
4, !- Number of Vertices
67.026, !- Vertex 1 X-coordinate {m}
52.767, !- Vertex 1 Y-coordinate {m}
2.134, !- Vertex 1 Z-coordinate {m}
67.026, !- Vertex 2 X-coordinate {m}
52.767, !- Vertex 2 Y-coordinate {m}
0, !- Vertex 2 Z-coordinate {m}
66.272, !- Vertex 3 X-coordinate {m}
52.767, !- Vertex 3 Y-coordinate {m}
0, !- Vertex 3 Z-coordinate {m}
66.272, !- Vertex 4 X-coordinate {m}
52.767, !- Vertex 4 Y-coordinate {m}
2.134, !- Vertex 4 Z-coordinate {m}
, !- Vertex 5 X-coordinate {m}
, !- Vertex 5 Y-coordinate {m}
, !- Vertex 5 Z-coordinate {m}
, !- Vertex 6 X-coordinate {m}
, !- Vertex 6 Y-coordinate {m}
, !- Vertex 6 Z-coordinate {m}
, !- Vertex 7 X-coordinate {m}
, !- Vertex 7 Y-coordinate {m}
, !- Vertex 7 Z-coordinate {m}
, !- Vertex 8 X-coordinate {m}
, !- Vertex 8 Y-coordinate {m}
, !- Vertex 8 Z-coordinate {m}
, !- Vertex 9 X-coordinate {m}
, !- Vertex 9 Y-coordinate {m}
, !- Vertex 9 Z-coordinate {m}
, !- Vertex 10 X-coordinate {m}
, !- Vertex 10 Y-coordinate {m}
, !- Vertex 10 Z-coordinate {m}
, !- Vertex 11 X-coordinate {m}
, !- Vertex 11 Y-coordinate {m}
, !- Vertex 11 Z-coordinate {m}
, !- Vertex 12 X-coordinate {m}
, !- Vertex 12 Y-coordinate {m}
, !- Vertex 12 Z-coordinate {m}
, !- Vertex 13 X-coordinate {m}
, !- Vertex 13 Y-coordinate {m}
, !- Vertex 13 Z-coordinate {m}
, !- Vertex 14 X-coordinate {m}
, !- Vertex 14 Y-coordinate {m}
, !- Vertex 14 Z-coordinate {m}
, !- Vertex 15 X-coordinate {m}
, !- Vertex 15 Y-coordinate {m}
, !- Vertex 15 Z-coordinate {m}
, !- Vertex 16 X-coordinate {m}
, !- Vertex 16 Y-coordinate {m}
, !- Vertex 16 Z-coordinate {m}
, !- Vertex 17 X-coordinate {m}
, !- Vertex 17 Y-coordinate {m}
, !- Vertex 17 Z-coordinate {m}
, !- Vertex 18 X-coordinate {m}
, !- Vertex 18 Y-coordinate {m}
, !- Vertex 18 Z-coordinate {m}
, !- Vertex 19 X-coordinate {m}
, !- Vertex 19 Y-coordinate {m}
, !- Vertex 19 Z-coordinate {m}
, !- Vertex 20 X-coordinate {m}
, !- Vertex 20 Y-coordinate {m}
; !- Vertex 20 Z-coordinate {m}
BuildingSurface:Detailed,
L1-101-SalesAisle2_Srf_0,!- Name
Floor, !- Surface Type
Hole, !- Construction Name
L1-101-SalesAisle2 Thermal Zone, !- Zone Name
ground, !- Outside Boundary Condition
, !- Outside Boundary Condition Object
NoSun, !- Sun Exposure
NoWind, !- Wind Exposure
, !- View Factor to Ground
4, !- Number of Vertices
51.474, !- Vertex 1 X-coordinate {m}
53.584, !- Vertex 1 Y-coordinate {m}
0, !- Vertex 1 Z-coordinate {m}
51.474, !- Vertex 2 X-coordinate {m}
42.581, !- Vertex 2 Y-coordinate {m}
0, !- Vertex 2 Z-coordinate {m}
49.896, !- Vertex 3 X-coordinate {m}
42.581, !- Vertex 3 Y-coordinate {m}
0, !- Vertex 3 Z-coordinate {m}
49.896, !- Vertex 4 X-coordinate {m}
53.584, !- Vertex 4 Y-coordinate {m}
0, !- Vertex 4 Z-coordinate {m}
, !- Vertex 5 X-coordinate {m}
, !- Vertex 5 Y-coordinate {m}
, !- Vertex 5 Z-coordinate {m}
, !- Vertex 6 X-coordinate {m}
, !- Vertex 6 Y-coordinate {m}
, !- Vertex 6 Z-coordinate {m}
, !- Vertex 7 X-coordinate {m}
, !- Vertex 7 Y-coordinate {m}
, !- Vertex 7 Z-coordinate {m}
, !- Vertex 8 X-coordinate {m}
, !- Vertex 8 Y-coordinate {m}
, !- Vertex 8 Z-coordinate {m}
, !- Vertex 9 X-coordinate {m}
, !- Vertex 9 Y-coordinate {m}
, !- Vertex 9 Z-coordinate {m}
, !- Vertex 10 X-coordinate {m}
, !- Vertex 10 Y-coordinate {m}
, !- Vertex 10 Z-coordinate {m}
, !- Vertex 11 X-coordinate {m}
, !- Vertex 11 Y-coordinate {m}
, !- Vertex 11 Z-coordinate {m}
, !- Vertex 12 X-coordinate {m}
, !- Vertex 12 Y-coordinate {m}
, !- Vertex 12 Z-coordinate {m}
, !- Vertex 13 X-coordinate {m}
, !- Vertex 13 Y-coordinate {m}
, !- Vertex 13 Z-coordinate {m}
, !- Vertex 14 X-coordinate {m}
, !- Vertex 14 Y-coordinate {m}
, !- Vertex 14 Z-coordinate {m}
, !- Vertex 15 X-coordinate {m}
, !- Vertex 15 Y-coordinate {m}
, !- Vertex 15 Z-coordinate {m}
, !- Vertex 16 X-coordinate {m}
, !- Vertex 16 Y-coordinate {m}
, !- Vertex 16 Z-coordinate {m}
, !- Vertex 17 X-coordinate {m}
, !- Vertex 17 Y-coordinate {m}
, !- Vertex 17 Z-coordinate {m}
, !- Vertex 18 X-coordinate {m}
, !- Vertex 18 Y-coordinate {m}
, !- Vertex 18 Z-coordinate {m}
, !- Vertex 19 X-coordinate {m}
, !- Vertex 19 Y-coordinate {m}
, !- Vertex 19 Z-coordinate {m}
, !- Vertex 20 X-coordinate {m}
, !- Vertex 20 Y-coordinate {m}
; !- Vertex 20 Z-coordinate {m}
BuildingSurface:Detailed,
L1-101-SalesAisle2_Srf_1,!- Name
Wall, !- Surface Type
Hole, !- Construction Name
L1-101-SalesAisle2 Thermal Zone, !- Zone Name
Surface, !- Outside Boundary Condition
L1-101-SalesCirculation3_Srf_2, !- Outside Boundary Condition Object
NoSun, !- Sun Exposure
NoWind, !- Wind Exposure
, !- View Factor to Ground
4, !- Number of Vertices
51.474, !- Vertex 1 X-coordinate {m}
53.584, !- Vertex 1 Y-coordinate {m}
2.134, !- Vertex 1 Z-coordinate {m}
51.474, !- Vertex 2 X-coordinate {m}
53.584, !- Vertex 2 Y-coordinate {m}
0, !- Vertex 2 Z-coordinate {m}
49.896, !- Vertex 3 X-coordinate {m}
53.584, !- Vertex 3 Y-coordinate {m}
0, !- Vertex 3 Z-coordinate {m}
49.896, !- Vertex 4 X-coordinate {m}
53.584, !- Vertex 4 Y-coordinate {m}
2.134, !- Vertex 4 Z-coordinate {m}
, !- Vertex 5 X-coordinate {m}
, !- Vertex 5 Y-coordinate {m}
, !- Vertex 5 Z-coordinate {m}
, !- Vertex 6 X-coordinate {m}
, !- Vertex 6 Y-coordinate {m}
, !- Vertex 6 Z-coordinate {m}
, !- Vertex 7 X-coordinate {m}
, !- Vertex 7 Y-coordinate {m}
, !- Vertex 7 Z-coordinate {m}
, !- Vertex 8 X-coordinate {m}
, !- Vertex 8 Y-coordinate {m}
, !- Vertex 8 Z-coordinate {m}
, !- Vertex 9 X-coordinate {m}
, !- Vertex 9 Y-coordinate {m}
, !- Vertex 9 Z-coordinate {m}
, !- Vertex 10 X-coordinate {m}
, !- Vertex 10 Y-coordinate {m}
, !- Vertex 10 Z-coordinate {m}
, !- Vertex 11 X-coordinate {m}
, !- Vertex 11 Y-coordinate {m}
, !- Vertex 11 Z-coordinate {m}
, !- Vertex 12 X-coordinate {m}
, !- Vertex 12 Y-coordinate {m}
, !- Vertex 12 Z-coordinate {m}
, !- Vertex 13 X-coordinate {m}
, !- Vertex 13 Y-coordinate {m}
, !- Vertex 13 Z-coordinate {m}
, !- Vertex 14 X-coordinate {m}
, !- Vertex 14 Y-coordinate {m}
, !- Vertex 14 Z-coordinate {m}
, !- Vertex 15 X-coordinate {m}
, !- Vertex 15 Y-coordinate {m}
, !- Vertex 15 Z-coordinate {m}
, !- Vertex 16 X-coordinate {m}
, !- Vertex 16 Y-coordinate {m}
, !- Vertex 16 Z-coordinate {m}
, !- Vertex 17 X-coordinate {m}
, !- Vertex 17 Y-coordinate {m}
, !- Vertex 17 Z-coordinate {m}
, !- Vertex 18 X-coordinate {m}
, !- Vertex 18 Y-coordinate {m}
, !- Vertex 18 Z-coordinate {m}
, !- Vertex 19 X-coordinate {m}
, !- Vertex 19 Y-coordinate {m}
, !- Vertex 19 Z-coordinate {m}
, !- Vertex 20 X-coordinate {m}
, !- Vertex 20 Y-coordinate {m}
; !- Vertex 20 Z-coordinate {m}
BuildingSurface:Detailed,
L1-101-SalesAisle2_Srf_2,!- Name
Wall, !- Surface Type
Hole, !- Construction Name
L1-101-SalesAisle2 Thermal Zone, !- Zone Name
Surface, !- Outside Boundary Condition
L1-101-SalesAisle1_Srf_3,!- Outside Boundary Condition Object
NoSun, !- Sun Exposure
NoWind, !- Wind Exposure
, !- View Factor to Ground
4, !- Number of Vertices
49.896, !- Vertex 1 X-coordinate {m}
53.584, !- Vertex 1 Y-coordinate {m}
2.134, !- Vertex 1 Z-coordinate {m}
49.896, !- Vertex 2 X-coordinate {m}
53.584, !- Vertex 2 Y-coordinate {m}
0, !- Vertex 2 Z-coordinate {m}
49.896, !- Vertex 3 X-coordinate {m}
43.769, !- Vertex 3 Y-coordinate {m}
0, !- Vertex 3 Z-coordinate {m}
49.896, !- Vertex 4 X-coordinate {m}
43.769, !- Vertex 4 Y-coordinate {m}
2.134, !- Vertex 4 Z-coordinate {m}
, !- Vertex 5 X-coordinate {m}
, !- Vertex 5 Y-coordinate {m}
, !- Vertex 5 Z-coordinate {m}
, !- Vertex 6 X-coordinate {m}
, !- Vertex 6 Y-coordinate {m}
, !- Vertex 6 Z-coordinate {m}
, !- Vertex 7 X-coordinate {m}
, !- Vertex 7 Y-coordinate {m}
, !- Vertex 7 Z-coordinate {m}
, !- Vertex 8 X-coordinate {m}
, !- Vertex 8 Y-coordinate {m}
, !- Vertex 8 Z-coordinate {m}
, !- Vertex 9 X-coordinate {m}
, !- Vertex 9 Y-coordinate {m}
, !- Vertex 9 Z-coordinate {m}
, !- Vertex 10 X-coordinate {m}
, !- Vertex 10 Y-coordinate {m}
, !- Vertex 10 Z-coordinate {m}
, !- Vertex 11 X-coordinate {m}
, !- Vertex 11 Y-coordinate {m}
, !- Vertex 11 Z-coordinate {m}
, !- Vertex 12 X-coordinate {m}
, !- Vertex 12 Y-coordinate {m}
, !- Vertex 12 Z-coordinate {m}
, !- Vertex 13 X-coordinate {m}
, !- Vertex 13 Y-coordinate {m}
, !- Vertex 13 Z-coordinate {m}
, !- Vertex 14 X-coordinate {m}
, !- Vertex 14 Y-coordinate {m}
, !- Vertex 14 Z-coordinate {m}
, !- Vertex 15 X-coordinate {m}
, !- Vertex 15 Y-coordinate {m}
, !- Vertex 15 Z-coordinate {m}
, !- Vertex 16 X-coordinate {m}
, !- Vertex 16 Y-coordinate {m}
, !- Vertex 16 Z-coordinate {m}
, !- Vertex 17 X-coordinate {m}
, !- Vertex 17 Y-coordinate {m}
, !- Vertex 17 Z-coordinate {m}
, !- Vertex 18 X-coordinate {m}
, !- Vertex 18 Y-coordinate {m}
, !- Vertex 18 Z-coordinate {m}
, !- Vertex 19 X-coordinate {m}
, !- Vertex 19 Y-coordinate {m}
, !- Vertex 19 Z-coordinate {m}
, !- Vertex 20 X-coordinate {m}
, !- Vertex 20 Y-coordinate {m}
; !- Vertex 20 Z-coordinate {m}
BuildingSurface:Detailed,
L1-101-SalesAisle2_Srf_3,!- Name
Wall, !- Surface Type
Hole, !- Construction Name
L1-101-SalesAisle2 Thermal Zone, !- Zone Name
Surface, !- Outside Boundary Condition
L1-104-ProduceCirculation_Srf_8, !- Outside Boundary Condition Object
NoSun, !- Sun Exposure
NoWind, !- Wind Exposure
, !- View Factor to Ground
4, !- Number of Vertices
49.896, !- Vertex 1 X-coordinate {m}
43.769, !- Vertex 1 Y-coordinate {m}
2.134, !- Vertex 1 Z-coordinate {m}
49.896, !- Vertex 2 X-coordinate {m}
43.769, !- Vertex 2 Y-coordinate {m}
0, !- Vertex 2 Z-coordinate {m}
49.896, !- Vertex 3 X-coordinate {m}
42.581, !- Vertex 3 Y-coordinate {m}
0, !- Vertex 3 Z-coordinate {m}
49.896, !- Vertex 4 X-coordinate {m}
42.581, !- Vertex 4 Y-coordinate {m}
2.134, !- Vertex 4 Z-coordinate {m}
, !- Vertex 5 X-coordinate {m}
, !- Vertex 5 Y-coordinate {m}
, !- Vertex 5 Z-coordinate {m}
, !- Vertex 6 X-coordinate {m}
, !- Vertex 6 Y-coordinate {m}
, !- Vertex 6 Z-coordinate {m}
, !- Vertex 7 X-coordinate {m}
, !- Vertex 7 Y-coordinate {m}
, !- Vertex 7 Z-coordinate {m}
, !- Vertex 8 X-coordinate {m}
, !- Vertex 8 Y-coordinate {m}
, !- Vertex 8 Z-coordinate {m}
, !- Vertex 9 X-coordinate {m}
, !- Vertex 9 Y-coordinate {m}
, !- Vertex 9 Z-coordinate {m}
, !- Vertex 10 X-coordinate {m}
, !- Vertex 10 Y-coordinate {m}
, !- Vertex 10 Z-coordinate {m}
, !- Vertex 11 X-coordinate {m}
, !- Vertex 11 Y-coordinate {m}
, !- Vertex 11 Z-coordinate {m}
, !- Vertex 12 X-coordinate {m}
, !- Vertex 12 Y-coordinate {m}
, !- Vertex 12 Z-coordinate {m}
, !- Vertex 13 X-coordinate {m}
, !- Vertex 13 Y-coordinate {m}
, !- Vertex 13 Z-coordinate {m}
, !- Vertex 14 X-coordinate {m}
, !- Vertex 14 Y-coordinate {m}
, !- Vertex 14 Z-coordinate {m}
, !- Vertex 15 X-coordinate {m}
, !- Vertex 15 Y-coordinate {m}
, !- Vertex 15 Z-coordinate {m}
, !- Vertex 16 X-coordinate {m}
, !- Vertex 16 Y-coordinate {m}
, !- Vertex 16 Z-coordinate {m}
, !- Vertex 17 X-coordinate {m}
, !- Vertex 17 Y-coordinate {m}
, !- Vertex 17 Z-coordinate {m}
, !- Vertex 18 X-coordinate {m}
, !- Vertex 18 Y-coordinate {m}
, !- Vertex 18 Z-coordinate {m}
, !- Vertex 19 X-coordinate {m}
, !- Vertex 19 Y-coordinate {m}
, !- Vertex 19 Z-coordinate {m}
, !- Vertex 20 X-coordinate {m}
, !- Vertex 20 Y-coordinate {m}
; !- Vertex 20 Z-coordinate {m}
BuildingSurface:Detailed,
L1-101-SalesAisle2_Srf_4,!- Name
Wall, !- Surface Type
Hole, !- Construction Name
L1-101-SalesAisle2 Thermal Zone, !- Zone Name
Surface, !- Outside Boundary Condition
L1-104-Produce_Srf_9, !- Outside Boundary Condition Object
NoSun, !- Sun Exposure
NoWind, !- Wind Exposure
, !- View Factor to Ground
4, !- Number of Vertices
49.896, !- Vertex 1 X-coordinate {m}
42.581, !- Vertex 1 Y-coordinate {m}
2.134, !- Vertex 1 Z-coordinate {m}
49.896, !- Vertex 2 X-coordinate {m}
42.581, !- Vertex 2 Y-coordinate {m}
0, !- Vertex 2 Z-coordinate {m}
51.474, !- Vertex 3 X-coordinate {m}
42.581, !- Vertex 3 Y-coordinate {m}
0, !- Vertex 3 Z-coordinate {m}
51.474, !- Vertex 4 X-coordinate {m}
42.581, !- Vertex 4 Y-coordinate {m}
2.134, !- Vertex 4 Z-coordinate {m}
, !- Vertex 5 X-coordinate {m}
, !- Vertex 5 Y-coordinate {m}
, !- Vertex 5 Z-coordinate {m}
, !- Vertex 6 X-coordinate {m}
, !- Vertex 6 Y-coordinate {m}
, !- Vertex 6 Z-coordinate {m}
, !- Vertex 7 X-coordinate {m}
, !- Vertex 7 Y-coordinate {m}
, !- Vertex 7 Z-coordinate {m}
, !- Vertex 8 X-coordinate {m}
, !- Vertex 8 Y-coordinate {m}
, !- Vertex 8 Z-coordinate {m}
, !- Vertex 9 X-coordinate {m}
, !- Vertex 9 Y-coordinate {m}
, !- Vertex 9 Z-coordinate {m}
, !- Vertex 10 X-coordinate {m}
, !- Vertex 10 Y-coordinate {m}
, !- Vertex 10 Z-coordinate {m}
, !- Vertex 11 X-coordinate {m}
, !- Vertex 11 Y-coordinate {m}
, !- Vertex 11 Z-coordinate {m}
, !- Vertex 12 X-coordinate {m}
, !- Vertex 12 Y-coordinate {m}
, !- Vertex 12 Z-coordinate {m}
, !- Vertex 13 X-coordinate {m}
, !- Vertex 13 Y-coordinate {m}
, !- Vertex 13 Z-coordinate {m}
, !- Vertex 14 X-coordinate {m}
, !- Vertex 14 Y-coordinate {m}
, !- Vertex 14 Z-coordinate {m}
, !- Vertex 15 X-coordinate {m}
, !- Vertex 15 Y-coordinate {m}
, !- Vertex 15 Z-coordinate {m}
, !- Vertex 16 X-coordinate {m}
, !- Vertex 16 Y-coordinate {m}
, !- Vertex 16 Z-coordinate {m}
, !- Vertex 17 X-coordinate {m}
, !- Vertex 17 Y-coordinate {m}
, !- Vertex 17 Z-coordinate {m}
, !- Vertex 18 X-coordinate {m}
, !- Vertex 18 Y-coordinate {m}
, !- Vertex 18 Z-coordinate {m}
, !- Vertex 19 X-coordinate {m}
, !- Vertex 19 Y-coordinate {m}
, !- Vertex 19 Z-coordinate {m}
, !- Vertex 20 X-coordinate {m}
, !- Vertex 20 Y-coordinate {m}
; !- Vertex 20 Z-coordinate {m}
BuildingSurface:Detailed,
L1-101-SalesAisle2_Srf_5,!- Name
Wall, !- Surface Type
Hole, !- Construction Name
L1-101-SalesAisle2 Thermal Zone, !- Zone Name
Surface, !- Outside Boundary Condition
L1-101-SalesAisle3_Srf_1,!- Outside Boundary Condition Object
NoSun, !- Sun Exposure
NoWind, !- Wind Exposure
, !- View Factor to Ground
4, !- Number of Vertices
51.474, !- Vertex 1 X-coordinate {m}
42.581, !- Vertex 1 Y-coordinate {m}
2.134, !- Vertex 1 Z-coordinate {m}
51.474, !- Vertex 2 X-coordinate {m}
42.581, !- Vertex 2 Y-coordinate {m}
0, !- Vertex 2 Z-coordinate {m}
51.474, !- Vertex 3 X-coordinate {m}
53.584, !- Vertex 3 Y-coordinate {m}
0, !- Vertex 3 Z-coordinate {m}
51.474, !- Vertex 4 X-coordinate {m}
53.584, !- Vertex 4 Y-coordinate {m}
2.134, !- Vertex 4 Z-coordinate {m}
, !- Vertex 5 X-coordinate {m}
, !- Vertex 5 Y-coordinate {m}
, !- Vertex 5 Z-coordinate {m}
, !- Vertex 6 X-coordinate {m}
, !- Vertex 6 Y-coordinate {m}
, !- Vertex 6 Z-coordinate {m}
, !- Vertex 7 X-coordinate {m}
, !- Vertex 7 Y-coordinate {m}
, !- Vertex 7 Z-coordinate {m}
, !- Vertex 8 X-coordinate {m}
, !- Vertex 8 Y-coordinate {m}
, !- Vertex 8 Z-coordinate {m}
, !- Vertex 9 X-coordinate {m}
, !- Vertex 9 Y-coordinate {m}
, !- Vertex 9 Z-coordinate {m}
, !- Vertex 10 X-coordinate {m}
, !- Vertex 10 Y-coordinate {m}
, !- Vertex 10 Z-coordinate {m}
, !- Vertex 11 X-coordinate {m}
, !- Vertex 11 Y-coordinate {m}
, !- Vertex 11 Z-coordinate {m}
, !- Vertex 12 X-coordinate {m}
, !- Vertex 12 Y-coordinate {m}
, !- Vertex 12 Z-coordinate {m}
, !- Vertex 13 X-coordinate {m}
, !- Vertex 13 Y-coordinate {m}
, !- Vertex 13 Z-coordinate {m}
, !- Vertex 14 X-coordinate {m}
, !- Vertex 14 Y-coordinate {m}
, !- Vertex 14 Z-coordinate {m}
, !- Vertex 15 X-coordinate {m}
, !- Vertex 15 Y-coordinate {m}
, !- Vertex 15 Z-coordinate {m}
, !- Vertex 16 X-coordinate {m}
, !- Vertex 16 Y-coordinate {m}
, !- Vertex 16 Z-coordinate {m}
, !- Vertex 17 X-coordinate {m}
, !- Vertex 17 Y-coordinate {m}
, !- Vertex 17 Z-coordinate {m}
, !- Vertex 18 X-coordinate {m}
, !- Vertex 18 Y-coordinate {m}
, !- Vertex 18 Z-coordinate {m}
, !- Vertex 19 X-coordinate {m}
, !- Vertex 19 Y-coordinate {m}
, !- Vertex 19 Z-coordinate {m}
, !- Vertex 20 X-coordinate {m}
, !- Vertex 20 Y-coordinate {m}
; !- Vertex 20 Z-coordinate {m}
BuildingSurface:Detailed,
L1-101-SalesAisle2_Srf_6,!- Name
Roof, !- Surface Type
Roof_BOH, !- Construction Name
L1-101-SalesAisle2 Thermal Zone, !- Zone Name
Outdoors, !- Outside Boundary Condition
, !- Outside Boundary Condition Object
SunExposed, !- Sun Exposure
WindExposed, !- Wind Exposure
, !- View Factor to Ground
4, !- Number of Vertices
49.896, !- Vertex 1 X-coordinate {m}
53.584, !- Vertex 1 Y-coordinate {m}
2.134, !- Vertex 1 Z-coordinate {m}
49.896, !- Vertex 2 X-coordinate {m}
42.581, !- Vertex 2 Y-coordinate {m}
2.134, !- Vertex 2 Z-coordinate {m}
51.474, !- Vertex 3 X-coordinate {m}
42.581, !- Vertex 3 Y-coordinate {m}
2.134, !- Vertex 3 Z-coordinate {m}
51.474, !- Vertex 4 X-coordinate {m}
53.584, !- Vertex 4 Y-coordinate {m}
2.134, !- Vertex 4 Z-coordinate {m}
, !- Vertex 5 X-coordinate {m}
, !- Vertex 5 Y-coordinate {m}
, !- Vertex 5 Z-coordinate {m}
, !- Vertex 6 X-coordinate {m}
, !- Vertex 6 Y-coordinate {m}
, !- Vertex 6 Z-coordinate {m}
, !- Vertex 7 X-coordinate {m}
, !- Vertex 7 Y-coordinate {m}
, !- Vertex 7 Z-coordinate {m}
, !- Vertex 8 X-coordinate {m}
, !- Vertex 8 Y-coordinate {m}
, !- Vertex 8 Z-coordinate {m}
, !- Vertex 9 X-coordinate {m}
, !- Vertex 9 Y-coordinate {m}
, !- Vertex 9 Z-coordinate {m}
, !- Vertex 10 X-coordinate {m}
, !- Vertex 10 Y-coordinate {m}
, !- Vertex 10 Z-coordinate {m}
, !- Vertex 11 X-coordinate {m}
, !- Vertex 11 Y-coordinate {m}
, !- Vertex 11 Z-coordinate {m}
, !- Vertex 12 X-coordinate {m}
, !- Vertex 12 Y-coordinate {m}
, !- Vertex 12 Z-coordinate {m}
, !- Vertex 13 X-coordinate {m}
, !- Vertex 13 Y-coordinate {m}
, !- Vertex 13 Z-coordinate {m}
, !- Vertex 14 X-coordinate {m}
, !- Vertex 14 Y-coordinate {m}
, !- Vertex 14 Z-coordinate {m}
, !- Vertex 15 X-coordinate {m}
, !- Vertex 15 Y-coordinate {m}
, !- Vertex 15 Z-coordinate {m}
, !- Vertex 16 X-coordinate {m}
, !- Vertex 16 Y-coordinate {m}
, !- Vertex 16 Z-coordinate {m}
, !- Vertex 17 X-coordinate {m}
, !- Vertex 17 Y-coordinate {m}
, !- Vertex 17 Z-coordinate {m}
, !- Vertex 18 X-coordinate {m}
, !- Vertex 18 Y-coordinate {m}
, !- Vertex 18 Z-coordinate {m}
, !- Vertex 19 X-coordinate {m}
, !- Vertex 19 Y-coordinate {m}
, !- Vertex 19 Z-coordinate {m}
, !- Vertex 20 X-coordinate {m}
, !- Vertex 20 Y-coordinate {m}
; !- Vertex 20 Z-coordinate {m}
BuildingSurface:Detailed,
L1-101-SalesAisle3_Srf_0,!- Name
Floor, !- Surface Type
Hole, !- Construction Name
L1-101-SalesAisle3 Thermal Zone, !- Zone Name
ground, !- Outside Boundary Condition
, !- Outside Boundary Condition Object
NoSun, !- Sun Exposure
NoWind, !- Wind Exposure
, !- View Factor to Ground
4, !- Number of Vertices
53.005, !- Vertex 1 X-coordinate {m}
53.584, !- Vertex 1 Y-coordinate {m}
0, !- Vertex 1 Z-coordinate {m}
53.005, !- Vertex 2 X-coordinate {m}
42.581, !- Vertex 2 Y-coordinate {m}
0, !- Vertex 2 Z-coordinate {m}
51.474, !- Vertex 3 X-coordinate {m}
42.581, !- Vertex 3 Y-coordinate {m}
0, !- Vertex 3 Z-coordinate {m}
51.474, !- Vertex 4 X-coordinate {m}
53.584, !- Vertex 4 Y-coordinate {m}
0, !- Vertex 4 Z-coordinate {m}
, !- Vertex 5 X-coordinate {m}
, !- Vertex 5 Y-coordinate {m}
, !- Vertex 5 Z-coordinate {m}
, !- Vertex 6 X-coordinate {m}
, !- Vertex 6 Y-coordinate {m}
, !- Vertex 6 Z-coordinate {m}
, !- Vertex 7 X-coordinate {m}
, !- Vertex 7 Y-coordinate {m}
, !- Vertex 7 Z-coordinate {m}
, !- Vertex 8 X-coordinate {m}
, !- Vertex 8 Y-coordinate {m}
, !- Vertex 8 Z-coordinate {m}
, !- Vertex 9 X-coordinate {m}
, !- Vertex 9 Y-coordinate {m}
, !- Vertex 9 Z-coordinate {m}
, !- Vertex 10 X-coordinate {m}
, !- Vertex 10 Y-coordinate {m}
, !- Vertex 10 Z-coordinate {m}
, !- Vertex 11 X-coordinate {m}
, !- Vertex 11 Y-coordinate {m}
, !- Vertex 11 Z-coordinate {m}
, !- Vertex 12 X-coordinate {m}
, !- Vertex 12 Y-coordinate {m}
, !- Vertex 12 Z-coordinate {m}
, !- Vertex 13 X-coordinate {m}
, !- Vertex 13 Y-coordinate {m}
, !- Vertex 13 Z-coordinate {m}
, !- Vertex 14 X-coordinate {m}
, !- Vertex 14 Y-coordinate {m}
, !- Vertex 14 Z-coordinate {m}
, !- Vertex 15 X-coordinate {m}
, !- Vertex 15 Y-coordinate {m}
, !- Vertex 15 Z-coordinate {m}
, !- Vertex 16 X-coordinate {m}
, !- Vertex 16 Y-coordinate {m}
, !- Vertex 16 Z-coordinate {m}
, !- Vertex 17 X-coordinate {m}
, !- Vertex 17 Y-coordinate {m}
, !- Vertex 17 Z-coordinate {m}
, !- Vertex 18 X-coordinate {m}
, !- Vertex 18 Y-coordinate {m}
, !- Vertex 18 Z-coordinate {m}
, !- Vertex 19 X-coordinate {m}
, !- Vertex 19 Y-coordinate {m}
, !- Vertex 19 Z-coordinate {m}
, !- Vertex 20 X-coordinate {m}
, !- Vertex 20 Y-coordinate {m}
; !- Vertex 20 Z-coordinate {m}
BuildingSurface:Detailed,
L1-101-SalesAisle3_Srf_1,!- Name
Wall, !- Surface Type
Hole, !- Construction Name
L1-101-SalesAisle3 Thermal Zone, !- Zone Name
Surface, !- Outside Boundary Condition
L1-101-SalesAisle2_Srf_5,!- Outside Boundary Condition Object
NoSun, !- Sun Exposure
NoWind, !- Wind Exposure
, !- View Factor to Ground
4, !- Number of Vertices
51.474, !- Vertex 1 X-coordinate {m}
53.584, !- Vertex 1 Y-coordinate {m}
2.134, !- Vertex 1 Z-coordinate {m}
51.474, !- Vertex 2 X-coordinate {m}
53.584, !- Vertex 2 Y-coordinate {m}
0, !- Vertex 2 Z-coordinate {m}
51.474, !- Vertex 3 X-coordinate {m}
42.581, !- Vertex 3 Y-coordinate {m}
0, !- Vertex 3 Z-coordinate {m}
51.474, !- Vertex 4 X-coordinate {m}
42.581, !- Vertex 4 Y-coordinate {m}
2.134, !- Vertex 4 Z-coordinate {m}
, !- Vertex 5 X-coordinate {m}
, !- Vertex 5 Y-coordinate {m}
, !- Vertex 5 Z-coordinate {m}
, !- Vertex 6 X-coordinate {m}
, !- Vertex 6 Y-coordinate {m}
, !- Vertex 6 Z-coordinate {m}
, !- Vertex 7 X-coordinate {m}
, !- Vertex 7 Y-coordinate {m}
, !- Vertex 7 Z-coordinate {m}
, !- Vertex 8 X-coordinate {m}
, !- Vertex 8 Y-coordinate {m}
, !- Vertex 8 Z-coordinate {m}
, !- Vertex 9 X-coordinate {m}
, !- Vertex 9 Y-coordinate {m}
, !- Vertex 9 Z-coordinate {m}
, !- Vertex 10 X-coordinate {m}
, !- Vertex 10 Y-coordinate {m}
, !- Vertex 10 Z-coordinate {m}
, !- Vertex 11 X-coordinate {m}
, !- Vertex 11 Y-coordinate {m}
, !- Vertex 11 Z-coordinate {m}
, !- Vertex 12 X-coordinate {m}
, !- Vertex 12 Y-coordinate {m}
, !- Vertex 12 Z-coordinate {m}
, !- Vertex 13 X-coordinate {m}
, !- Vertex 13 Y-coordinate {m}
, !- Vertex 13 Z-coordinate {m}
, !- Vertex 14 X-coordinate {m}
, !- Vertex 14 Y-coordinate {m}
, !- Vertex 14 Z-coordinate {m}
, !- Vertex 15 X-coordinate {m}
, !- Vertex 15 Y-coordinate {m}
, !- Vertex 15 Z-coordinate {m}
, !- Vertex 16 X-coordinate {m}
, !- Vertex 16 Y-coordinate {m}
, !- Vertex 16 Z-coordinate {m}
, !- Vertex 17 X-coordinate {m}
, !- Vertex 17 Y-coordinate {m}
, !- Vertex 17 Z-coordinate {m}
, !- Vertex 18 X-coordinate {m}
, !- Vertex 18 Y-coordinate {m}
, !- Vertex 18 Z-coordinate {m}
, !- Vertex 19 X-coordinate {m}
, !- Vertex 19 Y-coordinate {m}
, !- Vertex 19 Z-coordinate {m}
, !- Vertex 20 X-coordinate {m}
, !- Vertex 20 Y-coordinate {m}
; !- Vertex 20 Z-coordinate {m}
BuildingSurface:Detailed,
L1-101-SalesAisle3_Srf_2,!- Name
Wall, !- Surface Type
Hole, !- Construction Name
L1-101-SalesAisle3 Thermal Zone, !- Zone Name
Surface, !- Outside Boundary Condition
L1-104-Produce_Srf_8, !- Outside Boundary Condition Object
NoSun, !- Sun Exposure
NoWind, !- Wind Exposure
, !- View Factor to Ground
4, !- Number of Vertices
51.474, !- Vertex 1 X-coordinate {m}
42.581, !- Vertex 1 Y-coordinate {m}
2.134, !- Vertex 1 Z-coordinate {m}
51.474, !- Vertex 2 X-coordinate {m}
42.581, !- Vertex 2 Y-coordinate {m}
0, !- Vertex 2 Z-coordinate {m}
53.005, !- Vertex 3 X-coordinate {m}
42.581, !- Vertex 3 Y-coordinate {m}
0, !- Vertex 3 Z-coordinate {m}
53.005, !- Vertex 4 X-coordinate {m}
42.581, !- Vertex 4 Y-coordinate {m}
2.134, !- Vertex 4 Z-coordinate {m}
, !- Vertex 5 X-coordinate {m}
, !- Vertex 5 Y-coordinate {m}
, !- Vertex 5 Z-coordinate {m}
, !- Vertex 6 X-coordinate {m}
, !- Vertex 6 Y-coordinate {m}
, !- Vertex 6 Z-coordinate {m}
, !- Vertex 7 X-coordinate {m}
, !- Vertex 7 Y-coordinate {m}
, !- Vertex 7 Z-coordinate {m}
, !- Vertex 8 X-coordinate {m}
, !- Vertex 8 Y-coordinate {m}
, !- Vertex 8 Z-coordinate {m}
, !- Vertex 9 X-coordinate {m}
, !- Vertex 9 Y-coordinate {m}
, !- Vertex 9 Z-coordinate {m}
, !- Vertex 10 X-coordinate {m}
, !- Vertex 10 Y-coordinate {m}
, !- Vertex 10 Z-coordinate {m}
, !- Vertex 11 X-coordinate {m}
, !- Vertex 11 Y-coordinate {m}
, !- Vertex 11 Z-coordinate {m}
, !- Vertex 12 X-coordinate {m}
, !- Vertex 12 Y-coordinate {m}
, !- Vertex 12 Z-coordinate {m}
, !- Vertex 13 X-coordinate {m}
, !- Vertex 13 Y-coordinate {m}
, !- Vertex 13 Z-coordinate {m}
, !- Vertex 14 X-coordinate {m}
, !- Vertex 14 Y-coordinate {m}
, !- Vertex 14 Z-coordinate {m}
, !- Vertex 15 X-coordinate {m}
, !- Vertex 15 Y-coordinate {m}
, !- Vertex 15 Z-coordinate {m}
, !- Vertex 16 X-coordinate {m}
, !- Vertex 16 Y-coordinate {m}
, !- Vertex 16 Z-coordinate {m}
, !- Vertex 17 X-coordinate {m}
, !- Vertex 17 Y-coordinate {m}
, !- Vertex 17 Z-coordinate {m}
, !- Vertex 18 X-coordinate {m}
, !- Vertex 18 Y-coordinate {m}
, !- Vertex 18 Z-coordinate {m}
, !- Vertex 19 X-coordinate {m}
, !- Vertex 19 Y-coordinate {m}
, !- Vertex 19 Z-coordinate {m}
, !- Vertex 20 X-coordinate {m}
, !- Vertex 20 Y-coordinate {m}
; !- Vertex 20 Z-coordinate {m}
BuildingSurface:Detailed,
L1-101-SalesAisle3_Srf_3,!- Name
Wall, !- Surface Type
Hole, !- Construction Name
L1-101-SalesAisle3 Thermal Zone, !- Zone Name
Surface, !- Outside Boundary Condition
L1-101-SalesAisle4_Srf_1,!- Outside Boundary Condition Object
NoSun, !- Sun Exposure
NoWind, !- Wind Exposure
, !- View Factor to Ground
4, !- Number of Vertices
53.005, !- Vertex 1 X-coordinate {m}
42.581, !- Vertex 1 Y-coordinate {m}
2.134, !- Vertex 1 Z-coordinate {m}
53.005, !- Vertex 2 X-coordinate {m}
42.581, !- Vertex 2 Y-coordinate {m}
0, !- Vertex 2 Z-coordinate {m}
53.005, !- Vertex 3 X-coordinate {m}
53.193, !- Vertex 3 Y-coordinate {m}
0, !- Vertex 3 Z-coordinate {m}
53.005, !- Vertex 4 X-coordinate {m}
53.193, !- Vertex 4 Y-coordinate {m}
2.134, !- Vertex 4 Z-coordinate {m}
, !- Vertex 5 X-coordinate {m}
, !- Vertex 5 Y-coordinate {m}
, !- Vertex 5 Z-coordinate {m}
, !- Vertex 6 X-coordinate {m}
, !- Vertex 6 Y-coordinate {m}
, !- Vertex 6 Z-coordinate {m}
, !- Vertex 7 X-coordinate {m}
, !- Vertex 7 Y-coordinate {m}
, !- Vertex 7 Z-coordinate {m}
, !- Vertex 8 X-coordinate {m}
, !- Vertex 8 Y-coordinate {m}
, !- Vertex 8 Z-coordinate {m}
, !- Vertex 9 X-coordinate {m}
, !- Vertex 9 Y-coordinate {m}
, !- Vertex 9 Z-coordinate {m}
, !- Vertex 10 X-coordinate {m}
, !- Vertex 10 Y-coordinate {m}
, !- Vertex 10 Z-coordinate {m}
, !- Vertex 11 X-coordinate {m}
, !- Vertex 11 Y-coordinate {m}
, !- Vertex 11 Z-coordinate {m}
, !- Vertex 12 X-coordinate {m}
, !- Vertex 12 Y-coordinate {m}
, !- Vertex 12 Z-coordinate {m}
, !- Vertex 13 X-coordinate {m}
, !- Vertex 13 Y-coordinate {m}
, !- Vertex 13 Z-coordinate {m}
, !- Vertex 14 X-coordinate {m}
, !- Vertex 14 Y-coordinate {m}
, !- Vertex 14 Z-coordinate {m}
, !- Vertex 15 X-coordinate {m}
, !- Vertex 15 Y-coordinate {m}
, !- Vertex 15 Z-coordinate {m}
, !- Vertex 16 X-coordinate {m}
, !- Vertex 16 Y-coordinate {m}
, !- Vertex 16 Z-coordinate {m}
, !- Vertex 17 X-coordinate {m}
, !- Vertex 17 Y-coordinate {m}
, !- Vertex 17 Z-coordinate {m}
, !- Vertex 18 X-coordinate {m}
, !- Vertex 18 Y-coordinate {m}
, !- Vertex 18 Z-coordinate {m}
, !- Vertex 19 X-coordinate {m}
, !- Vertex 19 Y-coordinate {m}
, !- Vertex 19 Z-coordinate {m}
, !- Vertex 20 X-coordinate {m}
, !- Vertex 20 Y-coordinate {m}
; !- Vertex 20 Z-coordinate {m}
BuildingSurface:Detailed,
L1-101-SalesAisle3_Srf_4,!- Name
Wall, !- Surface Type
Hole, !- Construction Name
L1-101-SalesAisle3 Thermal Zone, !- Zone Name
Surface, !- Outside Boundary Condition
L1-101-SalesCirculation4_Srf_4, !- Outside Boundary Condition Object
NoSun, !- Sun Exposure
NoWind, !- Wind Exposure
, !- View Factor to Ground
4, !- Number of Vertices
53.005, !- Vertex 1 X-coordinate {m}
53.193, !- Vertex 1 Y-coordinate {m}
2.134, !- Vertex 1 Z-coordinate {m}
53.005, !- Vertex 2 X-coordinate {m}
53.193, !- Vertex 2 Y-coordinate {m}
0, !- Vertex 2 Z-coordinate {m}
53.005, !- Vertex 3 X-coordinate {m}
53.584, !- Vertex 3 Y-coordinate {m}
0, !- Vertex 3 Z-coordinate {m}
53.005, !- Vertex 4 X-coordinate {m}
53.584, !- Vertex 4 Y-coordinate {m}
2.134, !- Vertex 4 Z-coordinate {m}
, !- Vertex 5 X-coordinate {m}
, !- Vertex 5 Y-coordinate {m}
, !- Vertex 5 Z-coordinate {m}
, !- Vertex 6 X-coordinate {m}
, !- Vertex 6 Y-coordinate {m}
, !- Vertex 6 Z-coordinate {m}
, !- Vertex 7 X-coordinate {m}
, !- Vertex 7 Y-coordinate {m}
, !- Vertex 7 Z-coordinate {m}
, !- Vertex 8 X-coordinate {m}
, !- Vertex 8 Y-coordinate {m}
, !- Vertex 8 Z-coordinate {m}
, !- Vertex 9 X-coordinate {m}
, !- Vertex 9 Y-coordinate {m}
, !- Vertex 9 Z-coordinate {m}
, !- Vertex 10 X-coordinate {m}
, !- Vertex 10 Y-coordinate {m}
, !- Vertex 10 Z-coordinate {m}
, !- Vertex 11 X-coordinate {m}
, !- Vertex 11 Y-coordinate {m}
, !- Vertex 11 Z-coordinate {m}
, !- Vertex 12 X-coordinate {m}
, !- Vertex 12 Y-coordinate {m}
, !- Vertex 12 Z-coordinate {m}
, !- Vertex 13 X-coordinate {m}
, !- Vertex 13 Y-coordinate {m}
, !- Vertex 13 Z-coordinate {m}
, !- Vertex 14 X-coordinate {m}
, !- Vertex 14 Y-coordinate {m}
, !- Vertex 14 Z-coordinate {m}
, !- Vertex 15 X-coordinate {m}
, !- Vertex 15 Y-coordinate {m}
, !- Vertex 15 Z-coordinate {m}
, !- Vertex 16 X-coordinate {m}
, !- Vertex 16 Y-coordinate {m}
, !- Vertex 16 Z-coordinate {m}
, !- Vertex 17 X-coordinate {m}
, !- Vertex 17 Y-coordinate {m}
, !- Vertex 17 Z-coordinate {m}
, !- Vertex 18 X-coordinate {m}
, !- Vertex 18 Y-coordinate {m}
, !- Vertex 18 Z-coordinate {m}
, !- Vertex 19 X-coordinate {m}
, !- Vertex 19 Y-coordinate {m}
, !- Vertex 19 Z-coordinate {m}
, !- Vertex 20 X-coordinate {m}
, !- Vertex 20 Y-coordinate {m}
; !- Vertex 20 Z-coordinate {m}
BuildingSurface:Detailed,
L1-101-SalesAisle3_Srf_5,!- Name
Wall, !- Surface Type
Hole, !- Construction Name
L1-101-SalesAisle3 Thermal Zone, !- Zone Name
Surface, !- Outside Boundary Condition
L1-101-SalesCirculation3_Srf_3, !- Outside Boundary Condition Object
NoSun, !- Sun Exposure
NoWind, !- Wind Exposure
, !- View Factor to Ground
4, !- Number of Vertices
53.005, !- Vertex 1 X-coordinate {m}
53.584, !- Vertex 1 Y-coordinate {m}
2.134, !- Vertex 1 Z-coordinate {m}
53.005, !- Vertex 2 X-coordinate {m}
53.584, !- Vertex 2 Y-coordinate {m}
0, !- Vertex 2 Z-coordinate {m}
51.474, !- Vertex 3 X-coordinate {m}
53.584, !- Vertex 3 Y-coordinate {m}
0, !- Vertex 3 Z-coordinate {m}
51.474, !- Vertex 4 X-coordinate {m}
53.584, !- Vertex 4 Y-coordinate {m}
2.134, !- Vertex 4 Z-coordinate {m}
, !- Vertex 5 X-coordinate {m}
, !- Vertex 5 Y-coordinate {m}
, !- Vertex 5 Z-coordinate {m}
, !- Vertex 6 X-coordinate {m}
, !- Vertex 6 Y-coordinate {m}
, !- Vertex 6 Z-coordinate {m}
, !- Vertex 7 X-coordinate {m}
, !- Vertex 7 Y-coordinate {m}
, !- Vertex 7 Z-coordinate {m}
, !- Vertex 8 X-coordinate {m}
, !- Vertex 8 Y-coordinate {m}
, !- Vertex 8 Z-coordinate {m}
, !- Vertex 9 X-coordinate {m}
, !- Vertex 9 Y-coordinate {m}
, !- Vertex 9 Z-coordinate {m}
, !- Vertex 10 X-coordinate {m}
, !- Vertex 10 Y-coordinate {m}
, !- Vertex 10 Z-coordinate {m}
, !- Vertex 11 X-coordinate {m}
, !- Vertex 11 Y-coordinate {m}
, !- Vertex 11 Z-coordinate {m}
, !- Vertex 12 X-coordinate {m}
, !- Vertex 12 Y-coordinate {m}
, !- Vertex 12 Z-coordinate {m}
, !- Vertex 13 X-coordinate {m}
, !- Vertex 13 Y-coordinate {m}
, !- Vertex 13 Z-coordinate {m}
, !- Vertex 14 X-coordinate {m}
, !- Vertex 14 Y-coordinate {m}
, !- Vertex 14 Z-coordinate {m}
, !- Vertex 15 X-coordinate {m}
, !- Vertex 15 Y-coordinate {m}
, !- Vertex 15 Z-coordinate {m}
, !- Vertex 16 X-coordinate {m}
, !- Vertex 16 Y-coordinate {m}
, !- Vertex 16 Z-coordinate {m}
, !- Vertex 17 X-coordinate {m}
, !- Vertex 17 Y-coordinate {m}
, !- Vertex 17 Z-coordinate {m}
, !- Vertex 18 X-coordinate {m}
, !- Vertex 18 Y-coordinate {m}
, !- Vertex 18 Z-coordinate {m}
, !- Vertex 19 X-coordinate {m}
, !- Vertex 19 Y-coordinate {m}
, !- Vertex 19 Z-coordinate {m}
, !- Vertex 20 X-coordinate {m}
, !- Vertex 20 Y-coordinate {m}
; !- Vertex 20 Z-coordinate {m}
BuildingSurface:Detailed,
L1-101-SalesAisle3_Srf_6,!- Name
Roof, !- Surface Type
Roof_BOH, !- Construction Name
L1-101-SalesAisle3 Thermal Zone, !- Zone Name
Outdoors, !- Outside Boundary Condition
, !- Outside Boundary Condition Object
SunExposed, !- Sun Exposure
WindExposed, !- Wind Exposure
, !- View Factor to Ground
4, !- Number of Vertices
51.474, !- Vertex 1 X-coordinate {m}
53.584, !- Vertex 1 Y-coordinate {m}
2.134, !- Vertex 1 Z-coordinate {m}
51.474, !- Vertex 2 X-coordinate {m}
42.581, !- Vertex 2 Y-coordinate {m}
2.134, !- Vertex 2 Z-coordinate {m}
53.005, !- Vertex 3 X-coordinate {m}
42.581, !- Vertex 3 Y-coordinate {m}
2.134, !- Vertex 3 Z-coordinate {m}
53.005, !- Vertex 4 X-coordinate {m}
53.584, !- Vertex 4 Y-coordinate {m}
2.134, !- Vertex 4 Z-coordinate {m}
, !- Vertex 5 X-coordinate {m}
, !- Vertex 5 Y-coordinate {m}
, !- Vertex 5 Z-coordinate {m}
, !- Vertex 6 X-coordinate {m}
, !- Vertex 6 Y-coordinate {m}
, !- Vertex 6 Z-coordinate {m}
, !- Vertex 7 X-coordinate {m}
, !- Vertex 7 Y-coordinate {m}
, !- Vertex 7 Z-coordinate {m}
, !- Vertex 8 X-coordinate {m}
, !- Vertex 8 Y-coordinate {m}
, !- Vertex 8 Z-coordinate {m}
, !- Vertex 9 X-coordinate {m}
, !- Vertex 9 Y-coordinate {m}
, !- Vertex 9 Z-coordinate {m}
, !- Vertex 10 X-coordinate {m}
, !- Vertex 10 Y-coordinate {m}
, !- Vertex 10 Z-coordinate {m}
, !- Vertex 11 X-coordinate {m}
, !- Vertex 11 Y-coordinate {m}
, !- Vertex 11 Z-coordinate {m}
, !- Vertex 12 X-coordinate {m}
, !- Vertex 12 Y-coordinate {m}
, !- Vertex 12 Z-coordinate {m}
, !- Vertex 13 X-coordinate {m}
, !- Vertex 13 Y-coordinate {m}
, !- Vertex 13 Z-coordinate {m}
, !- Vertex 14 X-coordinate {m}
, !- Vertex 14 Y-coordinate {m}
, !- Vertex 14 Z-coordinate {m}
, !- Vertex 15 X-coordinate {m}
, !- Vertex 15 Y-coordinate {m}
, !- Vertex 15 Z-coordinate {m}
, !- Vertex 16 X-coordinate {m}
, !- Vertex 16 Y-coordinate {m}
, !- Vertex 16 Z-coordinate {m}
, !- Vertex 17 X-coordinate {m}
, !- Vertex 17 Y-coordinate {m}
, !- Vertex 17 Z-coordinate {m}
, !- Vertex 18 X-coordinate {m}
, !- Vertex 18 Y-coordinate {m}
, !- Vertex 18 Z-coordinate {m}
, !- Vertex 19 X-coordinate {m}
, !- Vertex 19 Y-coordinate {m}
, !- Vertex 19 Z-coordinate {m}
, !- Vertex 20 X-coordinate {m}
, !- Vertex 20 Y-coordinate {m}
; !- Vertex 20 Z-coordinate {m}
BuildingSurface:Detailed,
L1-101-SalesAisle4_Srf_0,!- Name
Floor, !- Surface Type
Hole, !- Construction Name
L1-101-SalesAisle4 Thermal Zone, !- Zone Name
ground, !- Outside Boundary Condition
, !- Outside Boundary Condition Object
NoSun, !- Sun Exposure
NoWind, !- Wind Exposure
, !- View Factor to Ground
4, !- Number of Vertices
54.451, !- Vertex 1 X-coordinate {m}
53.193, !- Vertex 1 Y-coordinate {m}
0, !- Vertex 1 Z-coordinate {m}
54.451, !- Vertex 2 X-coordinate {m}
34.869, !- Vertex 2 Y-coordinate {m}
0, !- Vertex 2 Z-coordinate {m}
53.005, !- Vertex 3 X-coordinate {m}
34.869, !- Vertex 3 Y-coordinate {m}
0, !- Vertex 3 Z-coordinate {m}
53.005, !- Vertex 4 X-coordinate {m}
53.193, !- Vertex 4 Y-coordinate {m}
0, !- Vertex 4 Z-coordinate {m}
, !- Vertex 5 X-coordinate {m}
, !- Vertex 5 Y-coordinate {m}
, !- Vertex 5 Z-coordinate {m}
, !- Vertex 6 X-coordinate {m}
, !- Vertex 6 Y-coordinate {m}
, !- Vertex 6 Z-coordinate {m}
, !- Vertex 7 X-coordinate {m}
, !- Vertex 7 Y-coordinate {m}
, !- Vertex 7 Z-coordinate {m}
, !- Vertex 8 X-coordinate {m}
, !- Vertex 8 Y-coordinate {m}
, !- Vertex 8 Z-coordinate {m}
, !- Vertex 9 X-coordinate {m}
, !- Vertex 9 Y-coordinate {m}
, !- Vertex 9 Z-coordinate {m}
, !- Vertex 10 X-coordinate {m}
, !- Vertex 10 Y-coordinate {m}
, !- Vertex 10 Z-coordinate {m}
, !- Vertex 11 X-coordinate {m}
, !- Vertex 11 Y-coordinate {m}
, !- Vertex 11 Z-coordinate {m}
, !- Vertex 12 X-coordinate {m}
, !- Vertex 12 Y-coordinate {m}
, !- Vertex 12 Z-coordinate {m}
, !- Vertex 13 X-coordinate {m}
, !- Vertex 13 Y-coordinate {m}
, !- Vertex 13 Z-coordinate {m}
, !- Vertex 14 X-coordinate {m}
, !- Vertex 14 Y-coordinate {m}
, !- Vertex 14 Z-coordinate {m}
, !- Vertex 15 X-coordinate {m}
, !- Vertex 15 Y-coordinate {m}
, !- Vertex 15 Z-coordinate {m}
, !- Vertex 16 X-coordinate {m}
, !- Vertex 16 Y-coordinate {m}
, !- Vertex 16 Z-coordinate {m}
, !- Vertex 17 X-coordinate {m}
, !- Vertex 17 Y-coordinate {m}
, !- Vertex 17 Z-coordinate {m}
, !- Vertex 18 X-coordinate {m}
, !- Vertex 18 Y-coordinate {m}
, !- Vertex 18 Z-coordinate {m}
, !- Vertex 19 X-coordinate {m}
, !- Vertex 19 Y-coordinate {m}
, !- Vertex 19 Z-coordinate {m}
, !- Vertex 20 X-coordinate {m}
, !- Vertex 20 Y-coordinate {m}
; !- Vertex 20 Z-coordinate {m}
BuildingSurface:Detailed,
L1-101-SalesAisle4_Srf_1,!- Name
Wall, !- Surface Type
Hole, !- Construction Name
L1-101-SalesAisle4 Thermal Zone, !- Zone Name
Surface, !- Outside Boundary Condition
L1-101-SalesAisle3_Srf_3,!- Outside Boundary Condition Object
NoSun, !- Sun Exposure
NoWind, !- Wind Exposure
, !- View Factor to Ground
4, !- Number of Vertices
53.005, !- Vertex 1 X-coordinate {m}
53.193, !- Vertex 1 Y-coordinate {m}
2.134, !- Vertex 1 Z-coordinate {m}
53.005, !- Vertex 2 X-coordinate {m}
53.193, !- Vertex 2 Y-coordinate {m}
0, !- Vertex 2 Z-coordinate {m}
53.005, !- Vertex 3 X-coordinate {m}
42.581, !- Vertex 3 Y-coordinate {m}
0, !- Vertex 3 Z-coordinate {m}
53.005, !- Vertex 4 X-coordinate {m}
42.581, !- Vertex 4 Y-coordinate {m}
2.134, !- Vertex 4 Z-coordinate {m}
, !- Vertex 5 X-coordinate {m}
, !- Vertex 5 Y-coordinate {m}
, !- Vertex 5 Z-coordinate {m}
, !- Vertex 6 X-coordinate {m}
, !- Vertex 6 Y-coordinate {m}
, !- Vertex 6 Z-coordinate {m}
, !- Vertex 7 X-coordinate {m}
, !- Vertex 7 Y-coordinate {m}
, !- Vertex 7 Z-coordinate {m}
, !- Vertex 8 X-coordinate {m}
, !- Vertex 8 Y-coordinate {m}
, !- Vertex 8 Z-coordinate {m}
, !- Vertex 9 X-coordinate {m}
, !- Vertex 9 Y-coordinate {m}
, !- Vertex 9 Z-coordinate {m}
, !- Vertex 10 X-coordinate {m}
, !- Vertex 10 Y-coordinate {m}
, !- Vertex 10 Z-coordinate {m}
, !- Vertex 11 X-coordinate {m}
, !- Vertex 11 Y-coordinate {m}
, !- Vertex 11 Z-coordinate {m}
, !- Vertex 12 X-coordinate {m}
, !- Vertex 12 Y-coordinate {m}
, !- Vertex 12 Z-coordinate {m}
, !- Vertex 13 X-coordinate {m}
, !- Vertex 13 Y-coordinate {m}
, !- Vertex 13 Z-coordinate {m}
, !- Vertex 14 X-coordinate {m}
, !- Vertex 14 Y-coordinate {m}
, !- Vertex 14 Z-coordinate {m}
, !- Vertex 15 X-coordinate {m}
, !- Vertex 15 Y-coordinate {m}
, !- Vertex 15 Z-coordinate {m}
, !- Vertex 16 X-coordinate {m}
, !- Vertex 16 Y-coordinate {m}
, !- Vertex 16 Z-coordinate {m}
, !- Vertex 17 X-coordinate {m}
, !- Vertex 17 Y-coordinate {m}
, !- Vertex 17 Z-coordinate {m}
, !- Vertex 18 X-coordinate {m}
, !- Vertex 18 Y-coordinate {m}
, !- Vertex 18 Z-coordinate {m}
, !- Vertex 19 X-coordinate {m}
, !- Vertex 19 Y-coordinate {m}
, !- Vertex 19 Z-coordinate {m}
, !- Vertex 20 X-coordinate {m}
, !- Vertex 20 Y-coordinate {m}
; !- Vertex 20 Z-coordinate {m}
BuildingSurface:Detailed,
L1-101-SalesAisle4_Srf_2,!- Name
Wall, !- Surface Type
Hole, !- Construction Name
L1-101-SalesAisle4 Thermal Zone, !- Zone Name
Surface, !- Outside Boundary Condition
L1-104-Produce_Srf_7, !- Outside Boundary Condition Object
NoSun, !- Sun Exposure
NoWind, !- Wind Exposure
, !- View Factor to Ground
4, !- Number of Vertices
53.005, !- Vertex 1 X-coordinate {m}
42.581, !- Vertex 1 Y-coordinate {m}
2.134, !- Vertex 1 Z-coordinate {m}
53.005, !- Vertex 2 X-coordinate {m}
42.581, !- Vertex 2 Y-coordinate {m}
0, !- Vertex 2 Z-coordinate {m}
53.005, !- Vertex 3 X-coordinate {m}
34.869, !- Vertex 3 Y-coordinate {m}
0, !- Vertex 3 Z-coordinate {m}
53.005, !- Vertex 4 X-coordinate {m}
34.869, !- Vertex 4 Y-coordinate {m}
2.134, !- Vertex 4 Z-coordinate {m}
, !- Vertex 5 X-coordinate {m}
, !- Vertex 5 Y-coordinate {m}
, !- Vertex 5 Z-coordinate {m}
, !- Vertex 6 X-coordinate {m}
, !- Vertex 6 Y-coordinate {m}
, !- Vertex 6 Z-coordinate {m}
, !- Vertex 7 X-coordinate {m}
, !- Vertex 7 Y-coordinate {m}
, !- Vertex 7 Z-coordinate {m}
, !- Vertex 8 X-coordinate {m}
, !- Vertex 8 Y-coordinate {m}
, !- Vertex 8 Z-coordinate {m}
, !- Vertex 9 X-coordinate {m}
, !- Vertex 9 Y-coordinate {m}
, !- Vertex 9 Z-coordinate {m}
, !- Vertex 10 X-coordinate {m}
, !- Vertex 10 Y-coordinate {m}
, !- Vertex 10 Z-coordinate {m}
, !- Vertex 11 X-coordinate {m}
, !- Vertex 11 Y-coordinate {m}
, !- Vertex 11 Z-coordinate {m}
, !- Vertex 12 X-coordinate {m}
, !- Vertex 12 Y-coordinate {m}
, !- Vertex 12 Z-coordinate {m}
, !- Vertex 13 X-coordinate {m}
, !- Vertex 13 Y-coordinate {m}
, !- Vertex 13 Z-coordinate {m}
, !- Vertex 14 X-coordinate {m}
, !- Vertex 14 Y-coordinate {m}
, !- Vertex 14 Z-coordinate {m}
, !- Vertex 15 X-coordinate {m}
, !- Vertex 15 Y-coordinate {m}
, !- Vertex 15 Z-coordinate {m}
, !- Vertex 16 X-coordinate {m}
, !- Vertex 16 Y-coordinate {m}
, !- Vertex 16 Z-coordinate {m}
, !- Vertex 17 X-coordinate {m}
, !- Vertex 17 Y-coordinate {m}
, !- Vertex 17 Z-coordinate {m}
, !- Vertex 18 X-coordinate {m}
, !- Vertex 18 Y-coordinate {m}
, !- Vertex 18 Z-coordinate {m}
, !- Vertex 19 X-coordinate {m}
, !- Vertex 19 Y-coordinate {m}
, !- Vertex 19 Z-coordinate {m}
, !- Vertex 20 X-coordinate {m}
, !- Vertex 20 Y-coordinate {m}
; !- Vertex 20 Z-coordinate {m}
BuildingSurface:Detailed,
L1-101-SalesAisle4_Srf_3,!- Name
Wall, !- Surface Type
Hole, !- Construction Name
L1-101-SalesAisle4 Thermal Zone, !- Zone Name
Surface, !- Outside Boundary Condition
L1-101-SalesCirculation2_Srf_5, !- Outside Boundary Condition Object
NoSun, !- Sun Exposure
NoWind, !- Wind Exposure
, !- View Factor to Ground
4, !- Number of Vertices
53.005, !- Vertex 1 X-coordinate {m}
34.869, !- Vertex 1 Y-coordinate {m}
2.134, !- Vertex 1 Z-coordinate {m}
53.005, !- Vertex 2 X-coordinate {m}
34.869, !- Vertex 2 Y-coordinate {m}
0, !- Vertex 2 Z-coordinate {m}
54.451, !- Vertex 3 X-coordinate {m}
34.869, !- Vertex 3 Y-coordinate {m}
0, !- Vertex 3 Z-coordinate {m}
54.451, !- Vertex 4 X-coordinate {m}
34.869, !- Vertex 4 Y-coordinate {m}
2.134, !- Vertex 4 Z-coordinate {m}
, !- Vertex 5 X-coordinate {m}
, !- Vertex 5 Y-coordinate {m}
, !- Vertex 5 Z-coordinate {m}
, !- Vertex 6 X-coordinate {m}
, !- Vertex 6 Y-coordinate {m}
, !- Vertex 6 Z-coordinate {m}
, !- Vertex 7 X-coordinate {m}
, !- Vertex 7 Y-coordinate {m}
, !- Vertex 7 Z-coordinate {m}
, !- Vertex 8 X-coordinate {m}
, !- Vertex 8 Y-coordinate {m}
, !- Vertex 8 Z-coordinate {m}
, !- Vertex 9 X-coordinate {m}
, !- Vertex 9 Y-coordinate {m}
, !- Vertex 9 Z-coordinate {m}
, !- Vertex 10 X-coordinate {m}
, !- Vertex 10 Y-coordinate {m}
, !- Vertex 10 Z-coordinate {m}
, !- Vertex 11 X-coordinate {m}
, !- Vertex 11 Y-coordinate {m}
, !- Vertex 11 Z-coordinate {m}
, !- Vertex 12 X-coordinate {m}
, !- Vertex 12 Y-coordinate {m}
, !- Vertex 12 Z-coordinate {m}
, !- Vertex 13 X-coordinate {m}
, !- Vertex 13 Y-coordinate {m}
, !- Vertex 13 Z-coordinate {m}
, !- Vertex 14 X-coordinate {m}
, !- Vertex 14 Y-coordinate {m}
, !- Vertex 14 Z-coordinate {m}
, !- Vertex 15 X-coordinate {m}
, !- Vertex 15 Y-coordinate {m}
, !- Vertex 15 Z-coordinate {m}
, !- Vertex 16 X-coordinate {m}
, !- Vertex 16 Y-coordinate {m}
, !- Vertex 16 Z-coordinate {m}
, !- Vertex 17 X-coordinate {m}
, !- Vertex 17 Y-coordinate {m}
, !- Vertex 17 Z-coordinate {m}
, !- Vertex 18 X-coordinate {m}
, !- Vertex 18 Y-coordinate {m}
, !- Vertex 18 Z-coordinate {m}
, !- Vertex 19 X-coordinate {m}
, !- Vertex 19 Y-coordinate {m}
, !- Vertex 19 Z-coordinate {m}
, !- Vertex 20 X-coordinate {m}
, !- Vertex 20 Y-coordinate {m}
; !- Vertex 20 Z-coordinate {m}
BuildingSurface:Detailed,
L1-101-SalesAisle4_Srf_4,!- Name
Wall, !- Surface Type
Hole, !- Construction Name
L1-101-SalesAisle4 Thermal Zone, !- Zone Name
Surface, !- Outside Boundary Condition
L1-101-SalesAisle5_Srf_1,!- Outside Boundary Condition Object
NoSun, !- Sun Exposure
NoWind, !- Wind Exposure
, !- View Factor to Ground
4, !- Number of Vertices
54.451, !- Vertex 1 X-coordinate {m}
34.869, !- Vertex 1 Y-coordinate {m}
2.134, !- Vertex 1 Z-coordinate {m}
54.451, !- Vertex 2 X-coordinate {m}
34.869, !- Vertex 2 Y-coordinate {m}
0, !- Vertex 2 Z-coordinate {m}
54.451, !- Vertex 3 X-coordinate {m}
53.193, !- Vertex 3 Y-coordinate {m}
0, !- Vertex 3 Z-coordinate {m}
54.451, !- Vertex 4 X-coordinate {m}
53.193, !- Vertex 4 Y-coordinate {m}
2.134, !- Vertex 4 Z-coordinate {m}
, !- Vertex 5 X-coordinate {m}
, !- Vertex 5 Y-coordinate {m}
, !- Vertex 5 Z-coordinate {m}
, !- Vertex 6 X-coordinate {m}
, !- Vertex 6 Y-coordinate {m}
, !- Vertex 6 Z-coordinate {m}
, !- Vertex 7 X-coordinate {m}
, !- Vertex 7 Y-coordinate {m}
, !- Vertex 7 Z-coordinate {m}
, !- Vertex 8 X-coordinate {m}
, !- Vertex 8 Y-coordinate {m}
, !- Vertex 8 Z-coordinate {m}
, !- Vertex 9 X-coordinate {m}
, !- Vertex 9 Y-coordinate {m}
, !- Vertex 9 Z-coordinate {m}
, !- Vertex 10 X-coordinate {m}
, !- Vertex 10 Y-coordinate {m}
, !- Vertex 10 Z-coordinate {m}
, !- Vertex 11 X-coordinate {m}
, !- Vertex 11 Y-coordinate {m}
, !- Vertex 11 Z-coordinate {m}
, !- Vertex 12 X-coordinate {m}
, !- Vertex 12 Y-coordinate {m}
, !- Vertex 12 Z-coordinate {m}
, !- Vertex 13 X-coordinate {m}
, !- Vertex 13 Y-coordinate {m}
, !- Vertex 13 Z-coordinate {m}
, !- Vertex 14 X-coordinate {m}
, !- Vertex 14 Y-coordinate {m}
, !- Vertex 14 Z-coordinate {m}
, !- Vertex 15 X-coordinate {m}
, !- Vertex 15 Y-coordinate {m}
, !- Vertex 15 Z-coordinate {m}
, !- Vertex 16 X-coordinate {m}
, !- Vertex 16 Y-coordinate {m}
, !- Vertex 16 Z-coordinate {m}
, !- Vertex 17 X-coordinate {m}
, !- Vertex 17 Y-coordinate {m}
, !- Vertex 17 Z-coordinate {m}
, !- Vertex 18 X-coordinate {m}
, !- Vertex 18 Y-coordinate {m}
, !- Vertex 18 Z-coordinate {m}
, !- Vertex 19 X-coordinate {m}
, !- Vertex 19 Y-coordinate {m}
, !- Vertex 19 Z-coordinate {m}
, !- Vertex 20 X-coordinate {m}
, !- Vertex 20 Y-coordinate {m}
; !- Vertex 20 Z-coordinate {m}
BuildingSurface:Detailed,
L1-101-SalesAisle4_Srf_5,!- Name
Wall, !- Surface Type
Hole, !- Construction Name
L1-101-SalesAisle4 Thermal Zone, !- Zone Name
Surface, !- Outside Boundary Condition
L1-101-SalesCirculation4_Srf_5, !- Outside Boundary Condition Object
NoSun, !- Sun Exposure
NoWind, !- Wind Exposure
, !- View Factor to Ground
4, !- Number of Vertices
54.451, !- Vertex 1 X-coordinate {m}
53.193, !- Vertex 1 Y-coordinate {m}
2.134, !- Vertex 1 Z-coordinate {m}
54.451, !- Vertex 2 X-coordinate {m}
53.193, !- Vertex 2 Y-coordinate {m}
0, !- Vertex 2 Z-coordinate {m}
53.005, !- Vertex 3 X-coordinate {m}
53.193, !- Vertex 3 Y-coordinate {m}
0, !- Vertex 3 Z-coordinate {m}
53.005, !- Vertex 4 X-coordinate {m}
53.193, !- Vertex 4 Y-coordinate {m}
2.134, !- Vertex 4 Z-coordinate {m}
, !- Vertex 5 X-coordinate {m}
, !- Vertex 5 Y-coordinate {m}
, !- Vertex 5 Z-coordinate {m}
, !- Vertex 6 X-coordinate {m}
, !- Vertex 6 Y-coordinate {m}
, !- Vertex 6 Z-coordinate {m}
, !- Vertex 7 X-coordinate {m}
, !- Vertex 7 Y-coordinate {m}
, !- Vertex 7 Z-coordinate {m}
, !- Vertex 8 X-coordinate {m}
, !- Vertex 8 Y-coordinate {m}
, !- Vertex 8 Z-coordinate {m}
, !- Vertex 9 X-coordinate {m}
, !- Vertex 9 Y-coordinate {m}
, !- Vertex 9 Z-coordinate {m}
, !- Vertex 10 X-coordinate {m}
, !- Vertex 10 Y-coordinate {m}
, !- Vertex 10 Z-coordinate {m}
, !- Vertex 11 X-coordinate {m}
, !- Vertex 11 Y-coordinate {m}
, !- Vertex 11 Z-coordinate {m}
, !- Vertex 12 X-coordinate {m}
, !- Vertex 12 Y-coordinate {m}
, !- Vertex 12 Z-coordinate {m}
, !- Vertex 13 X-coordinate {m}
, !- Vertex 13 Y-coordinate {m}
, !- Vertex 13 Z-coordinate {m}
, !- Vertex 14 X-coordinate {m}
, !- Vertex 14 Y-coordinate {m}
, !- Vertex 14 Z-coordinate {m}
, !- Vertex 15 X-coordinate {m}
, !- Vertex 15 Y-coordinate {m}
, !- Vertex 15 Z-coordinate {m}
, !- Vertex 16 X-coordinate {m}
, !- Vertex 16 Y-coordinate {m}
, !- Vertex 16 Z-coordinate {m}
, !- Vertex 17 X-coordinate {m}
, !- Vertex 17 Y-coordinate {m}
, !- Vertex 17 Z-coordinate {m}
, !- Vertex 18 X-coordinate {m}
, !- Vertex 18 Y-coordinate {m}
, !- Vertex 18 Z-coordinate {m}
, !- Vertex 19 X-coordinate {m}
, !- Vertex 19 Y-coordinate {m}
, !- Vertex 19 Z-coordinate {m}
, !- Vertex 20 X-coordinate {m}
, !- Vertex 20 Y-coordinate {m}
; !- Vertex 20 Z-coordinate {m}
BuildingSurface:Detailed,
L1-101-SalesAisle4_Srf_6,!- Name
Roof, !- Surface Type
Roof_BOH, !- Construction Name
L1-101-SalesAisle4 Thermal Zone, !- Zone Name
Outdoors, !- Outside Boundary Condition
, !- Outside Boundary Condition Object
SunExposed, !- Sun Exposure
WindExposed, !- Wind Exposure
, !- View Factor to Ground
4, !- Number of Vertices
53.005, !- Vertex 1 X-coordinate {m}
53.193, !- Vertex 1 Y-coordinate {m}
2.134, !- Vertex 1 Z-coordinate {m}
53.005, !- Vertex 2 X-coordinate {m}
34.869, !- Vertex 2 Y-coordinate {m}
2.134, !- Vertex 2 Z-coordinate {m}
54.451, !- Vertex 3 X-coordinate {m}
34.869, !- Vertex 3 Y-coordinate {m}
2.134, !- Vertex 3 Z-coordinate {m}
54.451, !- Vertex 4 X-coordinate {m}
53.193, !- Vertex 4 Y-coordinate {m}
2.134, !- Vertex 4 Z-coordinate {m}
, !- Vertex 5 X-coordinate {m}
, !- Vertex 5 Y-coordinate {m}
, !- Vertex 5 Z-coordinate {m}
, !- Vertex 6 X-coordinate {m}
, !- Vertex 6 Y-coordinate {m}
, !- Vertex 6 Z-coordinate {m}
, !- Vertex 7 X-coordinate {m}
, !- Vertex 7 Y-coordinate {m}
, !- Vertex 7 Z-coordinate {m}
, !- Vertex 8 X-coordinate {m}
, !- Vertex 8 Y-coordinate {m}
, !- Vertex 8 Z-coordinate {m}
, !- Vertex 9 X-coordinate {m}
, !- Vertex 9 Y-coordinate {m}
, !- Vertex 9 Z-coordinate {m}
, !- Vertex 10 X-coordinate {m}
, !- Vertex 10 Y-coordinate {m}
, !- Vertex 10 Z-coordinate {m}
, !- Vertex 11 X-coordinate {m}
, !- Vertex 11 Y-coordinate {m}
, !- Vertex 11 Z-coordinate {m}
, !- Vertex 12 X-coordinate {m}
, !- Vertex 12 Y-coordinate {m}
, !- Vertex 12 Z-coordinate {m}
, !- Vertex 13 X-coordinate {m}
, !- Vertex 13 Y-coordinate {m}
, !- Vertex 13 Z-coordinate {m}
, !- Vertex 14 X-coordinate {m}
, !- Vertex 14 Y-coordinate {m}
, !- Vertex 14 Z-coordinate {m}
, !- Vertex 15 X-coordinate {m}
, !- Vertex 15 Y-coordinate {m}
, !- Vertex 15 Z-coordinate {m}
, !- Vertex 16 X-coordinate {m}
, !- Vertex 16 Y-coordinate {m}
, !- Vertex 16 Z-coordinate {m}
, !- Vertex 17 X-coordinate {m}
, !- Vertex 17 Y-coordinate {m}
, !- Vertex 17 Z-coordinate {m}
, !- Vertex 18 X-coordinate {m}
, !- Vertex 18 Y-coordinate {m}
, !- Vertex 18 Z-coordinate {m}
, !- Vertex 19 X-coordinate {m}
, !- Vertex 19 Y-coordinate {m}
, !- Vertex 19 Z-coordinate {m}
, !- Vertex 20 X-coordinate {m}
, !- Vertex 20 Y-coordinate {m}
; !- Vertex 20 Z-coordinate {m}
BuildingSurface:Detailed,
L1-101-SalesAisle5_Srf_0,!- Name
Floor, !- Surface Type
Hole, !- Construction Name
L1-101-SalesAisle5 Thermal Zone, !- Zone Name
ground, !- Outside Boundary Condition
, !- Outside Boundary Condition Object
NoSun, !- Sun Exposure
NoWind, !- Wind Exposure
, !- View Factor to Ground
4, !- Number of Vertices
56.096, !- Vertex 1 X-coordinate {m}
53.193, !- Vertex 1 Y-coordinate {m}
0, !- Vertex 1 Z-coordinate {m}
56.096, !- Vertex 2 X-coordinate {m}
34.869, !- Vertex 2 Y-coordinate {m}
0, !- Vertex 2 Z-coordinate {m}
54.451, !- Vertex 3 X-coordinate {m}
34.869, !- Vertex 3 Y-coordinate {m}
0, !- Vertex 3 Z-coordinate {m}
54.451, !- Vertex 4 X-coordinate {m}
53.193, !- Vertex 4 Y-coordinate {m}
0, !- Vertex 4 Z-coordinate {m}
, !- Vertex 5 X-coordinate {m}
, !- Vertex 5 Y-coordinate {m}
, !- Vertex 5 Z-coordinate {m}
, !- Vertex 6 X-coordinate {m}
, !- Vertex 6 Y-coordinate {m}
, !- Vertex 6 Z-coordinate {m}
, !- Vertex 7 X-coordinate {m}
, !- Vertex 7 Y-coordinate {m}
, !- Vertex 7 Z-coordinate {m}
, !- Vertex 8 X-coordinate {m}
, !- Vertex 8 Y-coordinate {m}
, !- Vertex 8 Z-coordinate {m}
, !- Vertex 9 X-coordinate {m}
, !- Vertex 9 Y-coordinate {m}
, !- Vertex 9 Z-coordinate {m}
, !- Vertex 10 X-coordinate {m}
, !- Vertex 10 Y-coordinate {m}
, !- Vertex 10 Z-coordinate {m}
, !- Vertex 11 X-coordinate {m}
, !- Vertex 11 Y-coordinate {m}
, !- Vertex 11 Z-coordinate {m}
, !- Vertex 12 X-coordinate {m}
, !- Vertex 12 Y-coordinate {m}
, !- Vertex 12 Z-coordinate {m}
, !- Vertex 13 X-coordinate {m}
, !- Vertex 13 Y-coordinate {m}
, !- Vertex 13 Z-coordinate {m}
, !- Vertex 14 X-coordinate {m}
, !- Vertex 14 Y-coordinate {m}
, !- Vertex 14 Z-coordinate {m}
, !- Vertex 15 X-coordinate {m}
, !- Vertex 15 Y-coordinate {m}
, !- Vertex 15 Z-coordinate {m}
, !- Vertex 16 X-coordinate {m}
, !- Vertex 16 Y-coordinate {m}
, !- Vertex 16 Z-coordinate {m}
, !- Vertex 17 X-coordinate {m}
, !- Vertex 17 Y-coordinate {m}
, !- Vertex 17 Z-coordinate {m}
, !- Vertex 18 X-coordinate {m}
, !- Vertex 18 Y-coordinate {m}
, !- Vertex 18 Z-coordinate {m}
, !- Vertex 19 X-coordinate {m}
, !- Vertex 19 Y-coordinate {m}
, !- Vertex 19 Z-coordinate {m}
, !- Vertex 20 X-coordinate {m}
, !- Vertex 20 Y-coordinate {m}
; !- Vertex 20 Z-coordinate {m}
BuildingSurface:Detailed,
L1-101-SalesAisle5_Srf_1,!- Name
Wall, !- Surface Type
Hole, !- Construction Name
L1-101-SalesAisle5 Thermal Zone, !- Zone Name
Surface, !- Outside Boundary Condition
L1-101-SalesAisle4_Srf_4,!- Outside Boundary Condition Object
NoSun, !- Sun Exposure
NoWind, !- Wind Exposure
, !- View Factor to Ground
4, !- Number of Vertices
54.451, !- Vertex 1 X-coordinate {m}
53.193, !- Vertex 1 Y-coordinate {m}
2.134, !- Vertex 1 Z-coordinate {m}
54.451, !- Vertex 2 X-coordinate {m}
53.193, !- Vertex 2 Y-coordinate {m}
0, !- Vertex 2 Z-coordinate {m}
54.451, !- Vertex 3 X-coordinate {m}
34.869, !- Vertex 3 Y-coordinate {m}
0, !- Vertex 3 Z-coordinate {m}
54.451, !- Vertex 4 X-coordinate {m}
34.869, !- Vertex 4 Y-coordinate {m}
2.134, !- Vertex 4 Z-coordinate {m}
, !- Vertex 5 X-coordinate {m}
, !- Vertex 5 Y-coordinate {m}
, !- Vertex 5 Z-coordinate {m}
, !- Vertex 6 X-coordinate {m}
, !- Vertex 6 Y-coordinate {m}
, !- Vertex 6 Z-coordinate {m}
, !- Vertex 7 X-coordinate {m}
, !- Vertex 7 Y-coordinate {m}
, !- Vertex 7 Z-coordinate {m}
, !- Vertex 8 X-coordinate {m}
, !- Vertex 8 Y-coordinate {m}
, !- Vertex 8 Z-coordinate {m}
, !- Vertex 9 X-coordinate {m}
, !- Vertex 9 Y-coordinate {m}
, !- Vertex 9 Z-coordinate {m}
, !- Vertex 10 X-coordinate {m}
, !- Vertex 10 Y-coordinate {m}
, !- Vertex 10 Z-coordinate {m}
, !- Vertex 11 X-coordinate {m}
, !- Vertex 11 Y-coordinate {m}
, !- Vertex 11 Z-coordinate {m}
, !- Vertex 12 X-coordinate {m}
, !- Vertex 12 Y-coordinate {m}
, !- Vertex 12 Z-coordinate {m}
, !- Vertex 13 X-coordinate {m}
, !- Vertex 13 Y-coordinate {m}
, !- Vertex 13 Z-coordinate {m}
, !- Vertex 14 X-coordinate {m}
, !- Vertex 14 Y-coordinate {m}
, !- Vertex 14 Z-coordinate {m}
, !- Vertex 15 X-coordinate {m}
, !- Vertex 15 Y-coordinate {m}
, !- Vertex 15 Z-coordinate {m}
, !- Vertex 16 X-coordinate {m}
, !- Vertex 16 Y-coordinate {m}
, !- Vertex 16 Z-coordinate {m}
, !- Vertex 17 X-coordinate {m}
, !- Vertex 17 Y-coordinate {m}
, !- Vertex 17 Z-coordinate {m}
, !- Vertex 18 X-coordinate {m}
, !- Vertex 18 Y-coordinate {m}
, !- Vertex 18 Z-coordinate {m}
, !- Vertex 19 X-coordinate {m}
, !- Vertex 19 Y-coordinate {m}
, !- Vertex 19 Z-coordinate {m}
, !- Vertex 20 X-coordinate {m}
, !- Vertex 20 Y-coordinate {m}
; !- Vertex 20 Z-coordinate {m}
BuildingSurface:Detailed,
L1-101-SalesAisle5_Srf_2,!- Name
Wall, !- Surface Type
Hole, !- Construction Name
L1-101-SalesAisle5 Thermal Zone, !- Zone Name
Surface, !- Outside Boundary Condition
L1-101-SalesCirculation2_Srf_4, !- Outside Boundary Condition Object
NoSun, !- Sun Exposure
NoWind, !- Wind Exposure
, !- View Factor to Ground
4, !- Number of Vertices
54.451, !- Vertex 1 X-coordinate {m}
34.869, !- Vertex 1 Y-coordinate {m}
2.134, !- Vertex 1 Z-coordinate {m}
54.451, !- Vertex 2 X-coordinate {m}
34.869, !- Vertex 2 Y-coordinate {m}
0, !- Vertex 2 Z-coordinate {m}
56.096, !- Vertex 3 X-coordinate {m}
34.869, !- Vertex 3 Y-coordinate {m}
0, !- Vertex 3 Z-coordinate {m}
56.096, !- Vertex 4 X-coordinate {m}
34.869, !- Vertex 4 Y-coordinate {m}
2.134, !- Vertex 4 Z-coordinate {m}
, !- Vertex 5 X-coordinate {m}
, !- Vertex 5 Y-coordinate {m}
, !- Vertex 5 Z-coordinate {m}
, !- Vertex 6 X-coordinate {m}
, !- Vertex 6 Y-coordinate {m}
, !- Vertex 6 Z-coordinate {m}
, !- Vertex 7 X-coordinate {m}
, !- Vertex 7 Y-coordinate {m}
, !- Vertex 7 Z-coordinate {m}
, !- Vertex 8 X-coordinate {m}
, !- Vertex 8 Y-coordinate {m}
, !- Vertex 8 Z-coordinate {m}
, !- Vertex 9 X-coordinate {m}
, !- Vertex 9 Y-coordinate {m}
, !- Vertex 9 Z-coordinate {m}
, !- Vertex 10 X-coordinate {m}
, !- Vertex 10 Y-coordinate {m}
, !- Vertex 10 Z-coordinate {m}
, !- Vertex 11 X-coordinate {m}
, !- Vertex 11 Y-coordinate {m}
, !- Vertex 11 Z-coordinate {m}
, !- Vertex 12 X-coordinate {m}
, !- Vertex 12 Y-coordinate {m}
, !- Vertex 12 Z-coordinate {m}
, !- Vertex 13 X-coordinate {m}
, !- Vertex 13 Y-coordinate {m}
, !- Vertex 13 Z-coordinate {m}
, !- Vertex 14 X-coordinate {m}
, !- Vertex 14 Y-coordinate {m}
, !- Vertex 14 Z-coordinate {m}
, !- Vertex 15 X-coordinate {m}
, !- Vertex 15 Y-coordinate {m}
, !- Vertex 15 Z-coordinate {m}
, !- Vertex 16 X-coordinate {m}
, !- Vertex 16 Y-coordinate {m}
, !- Vertex 16 Z-coordinate {m}
, !- Vertex 17 X-coordinate {m}
, !- Vertex 17 Y-coordinate {m}
, !- Vertex 17 Z-coordinate {m}
, !- Vertex 18 X-coordinate {m}
, !- Vertex 18 Y-coordinate {m}
, !- Vertex 18 Z-coordinate {m}
, !- Vertex 19 X-coordinate {m}
, !- Vertex 19 Y-coordinate {m}
, !- Vertex 19 Z-coordinate {m}
, !- Vertex 20 X-coordinate {m}
, !- Vertex 20 Y-coordinate {m}
; !- Vertex 20 Z-coordinate {m}
BuildingSurface:Detailed,
L1-101-SalesAisle5_Srf_3,!- Name
Wall, !- Surface Type
Hole, !- Construction Name
L1-101-SalesAisle5 Thermal Zone, !- Zone Name
Surface, !- Outside Boundary Condition
L1-101-SalesAisle6_Srf_1,!- Outside Boundary Condition Object
NoSun, !- Sun Exposure
NoWind, !- Wind Exposure
, !- View Factor to Ground
4, !- Number of Vertices
56.096, !- Vertex 1 X-coordinate {m}
34.869, !- Vertex 1 Y-coordinate {m}
2.134, !- Vertex 1 Z-coordinate {m}
56.096, !- Vertex 2 X-coordinate {m}
34.869, !- Vertex 2 Y-coordinate {m}
0, !- Vertex 2 Z-coordinate {m}
56.096, !- Vertex 3 X-coordinate {m}
53.193, !- Vertex 3 Y-coordinate {m}
0, !- Vertex 3 Z-coordinate {m}
56.096, !- Vertex 4 X-coordinate {m}
53.193, !- Vertex 4 Y-coordinate {m}
2.134, !- Vertex 4 Z-coordinate {m}
, !- Vertex 5 X-coordinate {m}
, !- Vertex 5 Y-coordinate {m}
, !- Vertex 5 Z-coordinate {m}
, !- Vertex 6 X-coordinate {m}
, !- Vertex 6 Y-coordinate {m}
, !- Vertex 6 Z-coordinate {m}
, !- Vertex 7 X-coordinate {m}
, !- Vertex 7 Y-coordinate {m}
, !- Vertex 7 Z-coordinate {m}
, !- Vertex 8 X-coordinate {m}
, !- Vertex 8 Y-coordinate {m}
, !- Vertex 8 Z-coordinate {m}
, !- Vertex 9 X-coordinate {m}
, !- Vertex 9 Y-coordinate {m}
, !- Vertex 9 Z-coordinate {m}
, !- Vertex 10 X-coordinate {m}
, !- Vertex 10 Y-coordinate {m}
, !- Vertex 10 Z-coordinate {m}
, !- Vertex 11 X-coordinate {m}
, !- Vertex 11 Y-coordinate {m}
, !- Vertex 11 Z-coordinate {m}
, !- Vertex 12 X-coordinate {m}
, !- Vertex 12 Y-coordinate {m}
, !- Vertex 12 Z-coordinate {m}
, !- Vertex 13 X-coordinate {m}
, !- Vertex 13 Y-coordinate {m}
, !- Vertex 13 Z-coordinate {m}
, !- Vertex 14 X-coordinate {m}
, !- Vertex 14 Y-coordinate {m}
, !- Vertex 14 Z-coordinate {m}
, !- Vertex 15 X-coordinate {m}
, !- Vertex 15 Y-coordinate {m}
, !- Vertex 15 Z-coordinate {m}
, !- Vertex 16 X-coordinate {m}
, !- Vertex 16 Y-coordinate {m}
, !- Vertex 16 Z-coordinate {m}
, !- Vertex 17 X-coordinate {m}
, !- Vertex 17 Y-coordinate {m}
, !- Vertex 17 Z-coordinate {m}
, !- Vertex 18 X-coordinate {m}
, !- Vertex 18 Y-coordinate {m}
, !- Vertex 18 Z-coordinate {m}
, !- Vertex 19 X-coordinate {m}
, !- Vertex 19 Y-coordinate {m}
, !- Vertex 19 Z-coordinate {m}
, !- Vertex 20 X-coordinate {m}
, !- Vertex 20 Y-coordinate {m}
; !- Vertex 20 Z-coordinate {m}
BuildingSurface:Detailed,
L1-101-SalesAisle5_Srf_4,!- Name
Wall, !- Surface Type
Hole, !- Construction Name
L1-101-SalesAisle5 Thermal Zone, !- Zone Name
Surface, !- Outside Boundary Condition
L1-101-SalesCirculation4_Srf_6, !- Outside Boundary Condition Object
NoSun, !- Sun Exposure
NoWind, !- Wind Exposure
, !- View Factor to Ground
4, !- Number of Vertices
56.096, !- Vertex 1 X-coordinate {m}
53.193, !- Vertex 1 Y-coordinate {m}
2.134, !- Vertex 1 Z-coordinate {m}
56.096, !- Vertex 2 X-coordinate {m}
53.193, !- Vertex 2 Y-coordinate {m}
0, !- Vertex 2 Z-coordinate {m}
54.451, !- Vertex 3 X-coordinate {m}
53.193, !- Vertex 3 Y-coordinate {m}
0, !- Vertex 3 Z-coordinate {m}
54.451, !- Vertex 4 X-coordinate {m}
53.193, !- Vertex 4 Y-coordinate {m}
2.134, !- Vertex 4 Z-coordinate {m}
, !- Vertex 5 X-coordinate {m}
, !- Vertex 5 Y-coordinate {m}
, !- Vertex 5 Z-coordinate {m}
, !- Vertex 6 X-coordinate {m}
, !- Vertex 6 Y-coordinate {m}
, !- Vertex 6 Z-coordinate {m}
, !- Vertex 7 X-coordinate {m}
, !- Vertex 7 Y-coordinate {m}
, !- Vertex 7 Z-coordinate {m}
, !- Vertex 8 X-coordinate {m}
, !- Vertex 8 Y-coordinate {m}
, !- Vertex 8 Z-coordinate {m}
, !- Vertex 9 X-coordinate {m}
, !- Vertex 9 Y-coordinate {m}
, !- Vertex 9 Z-coordinate {m}
, !- Vertex 10 X-coordinate {m}
, !- Vertex 10 Y-coordinate {m}
, !- Vertex 10 Z-coordinate {m}
, !- Vertex 11 X-coordinate {m}
, !- Vertex 11 Y-coordinate {m}
, !- Vertex 11 Z-coordinate {m}
, !- Vertex 12 X-coordinate {m}
, !- Vertex 12 Y-coordinate {m}
, !- Vertex 12 Z-coordinate {m}
, !- Vertex 13 X-coordinate {m}
, !- Vertex 13 Y-coordinate {m}
, !- Vertex 13 Z-coordinate {m}
, !- Vertex 14 X-coordinate {m}
, !- Vertex 14 Y-coordinate {m}
, !- Vertex 14 Z-coordinate {m}
, !- Vertex 15 X-coordinate {m}
, !- Vertex 15 Y-coordinate {m}
, !- Vertex 15 Z-coordinate {m}
, !- Vertex 16 X-coordinate {m}
, !- Vertex 16 Y-coordinate {m}
, !- Vertex 16 Z-coordinate {m}
, !- Vertex 17 X-coordinate {m}
, !- Vertex 17 Y-coordinate {m}
, !- Vertex 17 Z-coordinate {m}
, !- Vertex 18 X-coordinate {m}
, !- Vertex 18 Y-coordinate {m}
, !- Vertex 18 Z-coordinate {m}
, !- Vertex 19 X-coordinate {m}
, !- Vertex 19 Y-coordinate {m}
, !- Vertex 19 Z-coordinate {m}
, !- Vertex 20 X-coordinate {m}
, !- Vertex 20 Y-coordinate {m}
; !- Vertex 20 Z-coordinate {m}
BuildingSurface:Detailed,
L1-101-SalesAisle5_Srf_5,!- Name
Roof, !- Surface Type
Roof_BOH, !- Construction Name
L1-101-SalesAisle5 Thermal Zone, !- Zone Name
Outdoors, !- Outside Boundary Condition
, !- Outside Boundary Condition Object
SunExposed, !- Sun Exposure
WindExposed, !- Wind Exposure
, !- View Factor to Ground
4, !- Number of Vertices
54.451, !- Vertex 1 X-coordinate {m}
53.193, !- Vertex 1 Y-coordinate {m}
2.134, !- Vertex 1 Z-coordinate {m}
54.451, !- Vertex 2 X-coordinate {m}
34.869, !- Vertex 2 Y-coordinate {m}
2.134, !- Vertex 2 Z-coordinate {m}
56.096, !- Vertex 3 X-coordinate {m}
34.869, !- Vertex 3 Y-coordinate {m}
2.134, !- Vertex 3 Z-coordinate {m}
56.096, !- Vertex 4 X-coordinate {m}
53.193, !- Vertex 4 Y-coordinate {m}
2.134, !- Vertex 4 Z-coordinate {m}
, !- Vertex 5 X-coordinate {m}
, !- Vertex 5 Y-coordinate {m}
, !- Vertex 5 Z-coordinate {m}
, !- Vertex 6 X-coordinate {m}
, !- Vertex 6 Y-coordinate {m}
, !- Vertex 6 Z-coordinate {m}
, !- Vertex 7 X-coordinate {m}
, !- Vertex 7 Y-coordinate {m}
, !- Vertex 7 Z-coordinate {m}
, !- Vertex 8 X-coordinate {m}
, !- Vertex 8 Y-coordinate {m}
, !- Vertex 8 Z-coordinate {m}
, !- Vertex 9 X-coordinate {m}
, !- Vertex 9 Y-coordinate {m}
, !- Vertex 9 Z-coordinate {m}
, !- Vertex 10 X-coordinate {m}
, !- Vertex 10 Y-coordinate {m}
, !- Vertex 10 Z-coordinate {m}
, !- Vertex 11 X-coordinate {m}
, !- Vertex 11 Y-coordinate {m}
, !- Vertex 11 Z-coordinate {m}
, !- Vertex 12 X-coordinate {m}
, !- Vertex 12 Y-coordinate {m}
, !- Vertex 12 Z-coordinate {m}
, !- Vertex 13 X-coordinate {m}
, !- Vertex 13 Y-coordinate {m}
, !- Vertex 13 Z-coordinate {m}
, !- Vertex 14 X-coordinate {m}
, !- Vertex 14 Y-coordinate {m}
, !- Vertex 14 Z-coordinate {m}
, !- Vertex 15 X-coordinate {m}
, !- Vertex 15 Y-coordinate {m}
, !- Vertex 15 Z-coordinate {m}
, !- Vertex 16 X-coordinate {m}
, !- Vertex 16 Y-coordinate {m}
, !- Vertex 16 Z-coordinate {m}
, !- Vertex 17 X-coordinate {m}
, !- Vertex 17 Y-coordinate {m}
, !- Vertex 17 Z-coordinate {m}
, !- Vertex 18 X-coordinate {m}
, !- Vertex 18 Y-coordinate {m}
, !- Vertex 18 Z-coordinate {m}
, !- Vertex 19 X-coordinate {m}
, !- Vertex 19 Y-coordinate {m}
, !- Vertex 19 Z-coordinate {m}
, !- Vertex 20 X-coordinate {m}
, !- Vertex 20 Y-coordinate {m}
; !- Vertex 20 Z-coordinate {m}
BuildingSurface:Detailed,
L1-101-SalesAisle6_Srf_0,!- Name
Floor, !- Surface Type
Hole, !- Construction Name
L1-101-SalesAisle6 Thermal Zone, !- Zone Name
ground, !- Outside Boundary Condition
, !- Outside Boundary Condition Object
NoSun, !- Sun Exposure
NoWind, !- Wind Exposure
, !- View Factor to Ground
4, !- Number of Vertices
57.844, !- Vertex 1 X-coordinate {m}
53.193, !- Vertex 1 Y-coordinate {m}
0, !- Vertex 1 Z-coordinate {m}
57.844, !- Vertex 2 X-coordinate {m}
34.869, !- Vertex 2 Y-coordinate {m}
0, !- Vertex 2 Z-coordinate {m}
56.096, !- Vertex 3 X-coordinate {m}
34.869, !- Vertex 3 Y-coordinate {m}
0, !- Vertex 3 Z-coordinate {m}
56.096, !- Vertex 4 X-coordinate {m}
53.193, !- Vertex 4 Y-coordinate {m}
0, !- Vertex 4 Z-coordinate {m}
, !- Vertex 5 X-coordinate {m}
, !- Vertex 5 Y-coordinate {m}
, !- Vertex 5 Z-coordinate {m}
, !- Vertex 6 X-coordinate {m}
, !- Vertex 6 Y-coordinate {m}
, !- Vertex 6 Z-coordinate {m}
, !- Vertex 7 X-coordinate {m}
, !- Vertex 7 Y-coordinate {m}
, !- Vertex 7 Z-coordinate {m}
, !- Vertex 8 X-coordinate {m}
, !- Vertex 8 Y-coordinate {m}
, !- Vertex 8 Z-coordinate {m}
, !- Vertex 9 X-coordinate {m}
, !- Vertex 9 Y-coordinate {m}
, !- Vertex 9 Z-coordinate {m}
, !- Vertex 10 X-coordinate {m}
, !- Vertex 10 Y-coordinate {m}
, !- Vertex 10 Z-coordinate {m}
, !- Vertex 11 X-coordinate {m}
, !- Vertex 11 Y-coordinate {m}
, !- Vertex 11 Z-coordinate {m}
, !- Vertex 12 X-coordinate {m}
, !- Vertex 12 Y-coordinate {m}
, !- Vertex 12 Z-coordinate {m}
, !- Vertex 13 X-coordinate {m}
, !- Vertex 13 Y-coordinate {m}
, !- Vertex 13 Z-coordinate {m}
, !- Vertex 14 X-coordinate {m}
, !- Vertex 14 Y-coordinate {m}
, !- Vertex 14 Z-coordinate {m}
, !- Vertex 15 X-coordinate {m}
, !- Vertex 15 Y-coordinate {m}
, !- Vertex 15 Z-coordinate {m}
, !- Vertex 16 X-coordinate {m}
, !- Vertex 16 Y-coordinate {m}
, !- Vertex 16 Z-coordinate {m}
, !- Vertex 17 X-coordinate {m}
, !- Vertex 17 Y-coordinate {m}
, !- Vertex 17 Z-coordinate {m}
, !- Vertex 18 X-coordinate {m}
, !- Vertex 18 Y-coordinate {m}
, !- Vertex 18 Z-coordinate {m}
, !- Vertex 19 X-coordinate {m}
, !- Vertex 19 Y-coordinate {m}
, !- Vertex 19 Z-coordinate {m}
, !- Vertex 20 X-coordinate {m}
, !- Vertex 20 Y-coordinate {m}
; !- Vertex 20 Z-coordinate {m}
BuildingSurface:Detailed,
L1-101-SalesAisle6_Srf_1,!- Name
Wall, !- Surface Type
Hole, !- Construction Name
L1-101-SalesAisle6 Thermal Zone, !- Zone Name
Surface, !- Outside Boundary Condition
L1-101-SalesAisle5_Srf_3,!- Outside Boundary Condition Object
NoSun, !- Sun Exposure
NoWind, !- Wind Exposure
, !- View Factor to Ground
4, !- Number of Vertices
56.096, !- Vertex 1 X-coordinate {m}
53.193, !- Vertex 1 Y-coordinate {m}
2.134, !- Vertex 1 Z-coordinate {m}
56.096, !- Vertex 2 X-coordinate {m}
53.193, !- Vertex 2 Y-coordinate {m}
0, !- Vertex 2 Z-coordinate {m}
56.096, !- Vertex 3 X-coordinate {m}
34.869, !- Vertex 3 Y-coordinate {m}
0, !- Vertex 3 Z-coordinate {m}
56.096, !- Vertex 4 X-coordinate {m}
34.869, !- Vertex 4 Y-coordinate {m}
2.134, !- Vertex 4 Z-coordinate {m}
, !- Vertex 5 X-coordinate {m}
, !- Vertex 5 Y-coordinate {m}
, !- Vertex 5 Z-coordinate {m}
, !- Vertex 6 X-coordinate {m}
, !- Vertex 6 Y-coordinate {m}
, !- Vertex 6 Z-coordinate {m}
, !- Vertex 7 X-coordinate {m}
, !- Vertex 7 Y-coordinate {m}
, !- Vertex 7 Z-coordinate {m}
, !- Vertex 8 X-coordinate {m}
, !- Vertex 8 Y-coordinate {m}
, !- Vertex 8 Z-coordinate {m}
, !- Vertex 9 X-coordinate {m}
, !- Vertex 9 Y-coordinate {m}
, !- Vertex 9 Z-coordinate {m}
, !- Vertex 10 X-coordinate {m}
, !- Vertex 10 Y-coordinate {m}
, !- Vertex 10 Z-coordinate {m}
, !- Vertex 11 X-coordinate {m}
, !- Vertex 11 Y-coordinate {m}
, !- Vertex 11 Z-coordinate {m}
, !- Vertex 12 X-coordinate {m}
, !- Vertex 12 Y-coordinate {m}
, !- Vertex 12 Z-coordinate {m}
, !- Vertex 13 X-coordinate {m}
, !- Vertex 13 Y-coordinate {m}
, !- Vertex 13 Z-coordinate {m}
, !- Vertex 14 X-coordinate {m}
, !- Vertex 14 Y-coordinate {m}
, !- Vertex 14 Z-coordinate {m}
, !- Vertex 15 X-coordinate {m}
, !- Vertex 15 Y-coordinate {m}
, !- Vertex 15 Z-coordinate {m}
, !- Vertex 16 X-coordinate {m}
, !- Vertex 16 Y-coordinate {m}
, !- Vertex 16 Z-coordinate {m}
, !- Vertex 17 X-coordinate {m}
, !- Vertex 17 Y-coordinate {m}
, !- Vertex 17 Z-coordinate {m}
, !- Vertex 18 X-coordinate {m}
, !- Vertex 18 Y-coordinate {m}
, !- Vertex 18 Z-coordinate {m}
, !- Vertex 19 X-coordinate {m}
, !- Vertex 19 Y-coordinate {m}
, !- Vertex 19 Z-coordinate {m}
, !- Vertex 20 X-coordinate {m}
, !- Vertex 20 Y-coordinate {m}
; !- Vertex 20 Z-coordinate {m}
BuildingSurface:Detailed,
L1-101-SalesAisle6_Srf_2,!- Name
Wall, !- Surface Type
Hole, !- Construction Name
L1-101-SalesAisle6 Thermal Zone, !- Zone Name
Surface, !- Outside Boundary Condition
L1-101-SalesCirculation2_Srf_3, !- Outside Boundary Condition Object
NoSun, !- Sun Exposure
NoWind, !- Wind Exposure
, !- View Factor to Ground
4, !- Number of Vertices
56.096, !- Vertex 1 X-coordinate {m}
34.869, !- Vertex 1 Y-coordinate {m}
2.134, !- Vertex 1 Z-coordinate {m}
56.096, !- Vertex 2 X-coordinate {m}
34.869, !- Vertex 2 Y-coordinate {m}
0, !- Vertex 2 Z-coordinate {m}
57.844, !- Vertex 3 X-coordinate {m}
34.869, !- Vertex 3 Y-coordinate {m}
0, !- Vertex 3 Z-coordinate {m}
57.844, !- Vertex 4 X-coordinate {m}
34.869, !- Vertex 4 Y-coordinate {m}
2.134, !- Vertex 4 Z-coordinate {m}
, !- Vertex 5 X-coordinate {m}
, !- Vertex 5 Y-coordinate {m}
, !- Vertex 5 Z-coordinate {m}
, !- Vertex 6 X-coordinate {m}
, !- Vertex 6 Y-coordinate {m}
, !- Vertex 6 Z-coordinate {m}
, !- Vertex 7 X-coordinate {m}
, !- Vertex 7 Y-coordinate {m}
, !- Vertex 7 Z-coordinate {m}
, !- Vertex 8 X-coordinate {m}
, !- Vertex 8 Y-coordinate {m}
, !- Vertex 8 Z-coordinate {m}
, !- Vertex 9 X-coordinate {m}
, !- Vertex 9 Y-coordinate {m}
, !- Vertex 9 Z-coordinate {m}
, !- Vertex 10 X-coordinate {m}
, !- Vertex 10 Y-coordinate {m}
, !- Vertex 10 Z-coordinate {m}
, !- Vertex 11 X-coordinate {m}
, !- Vertex 11 Y-coordinate {m}
, !- Vertex 11 Z-coordinate {m}
, !- Vertex 12 X-coordinate {m}
, !- Vertex 12 Y-coordinate {m}
, !- Vertex 12 Z-coordinate {m}
, !- Vertex 13 X-coordinate {m}
, !- Vertex 13 Y-coordinate {m}
, !- Vertex 13 Z-coordinate {m}
, !- Vertex 14 X-coordinate {m}
, !- Vertex 14 Y-coordinate {m}
, !- Vertex 14 Z-coordinate {m}
, !- Vertex 15 X-coordinate {m}
, !- Vertex 15 Y-coordinate {m}
, !- Vertex 15 Z-coordinate {m}
, !- Vertex 16 X-coordinate {m}
, !- Vertex 16 Y-coordinate {m}
, !- Vertex 16 Z-coordinate {m}
, !- Vertex 17 X-coordinate {m}
, !- Vertex 17 Y-coordinate {m}
, !- Vertex 17 Z-coordinate {m}
, !- Vertex 18 X-coordinate {m}
, !- Vertex 18 Y-coordinate {m}
, !- Vertex 18 Z-coordinate {m}
, !- Vertex 19 X-coordinate {m}
, !- Vertex 19 Y-coordinate {m}
, !- Vertex 19 Z-coordinate {m}
, !- Vertex 20 X-coordinate {m}
, !- Vertex 20 Y-coordinate {m}
; !- Vertex 20 Z-coordinate {m}
BuildingSurface:Detailed,
L1-101-SalesAisle6_Srf_3,!- Name
Wall, !- Surface Type
Hole, !- Construction Name
L1-101-SalesAisle6 Thermal Zone, !- Zone Name
Surface, !- Outside Boundary Condition
L1-101-SalesAisle7_Srf_1,!- Outside Boundary Condition Object
NoSun, !- Sun Exposure
NoWind, !- Wind Exposure
, !- View Factor to Ground
4, !- Number of Vertices
57.844, !- Vertex 1 X-coordinate {m}
34.869, !- Vertex 1 Y-coordinate {m}
2.134, !- Vertex 1 Z-coordinate {m}
57.844, !- Vertex 2 X-coordinate {m}
34.869, !- Vertex 2 Y-coordinate {m}
0, !- Vertex 2 Z-coordinate {m}
57.844, !- Vertex 3 X-coordinate {m}
53.193, !- Vertex 3 Y-coordinate {m}
0, !- Vertex 3 Z-coordinate {m}
57.844, !- Vertex 4 X-coordinate {m}
53.193, !- Vertex 4 Y-coordinate {m}
2.134, !- Vertex 4 Z-coordinate {m}
, !- Vertex 5 X-coordinate {m}
, !- Vertex 5 Y-coordinate {m}
, !- Vertex 5 Z-coordinate {m}
, !- Vertex 6 X-coordinate {m}
, !- Vertex 6 Y-coordinate {m}
, !- Vertex 6 Z-coordinate {m}
, !- Vertex 7 X-coordinate {m}
, !- Vertex 7 Y-coordinate {m}
, !- Vertex 7 Z-coordinate {m}
, !- Vertex 8 X-coordinate {m}
, !- Vertex 8 Y-coordinate {m}
, !- Vertex 8 Z-coordinate {m}
, !- Vertex 9 X-coordinate {m}
, !- Vertex 9 Y-coordinate {m}
, !- Vertex 9 Z-coordinate {m}
, !- Vertex 10 X-coordinate {m}
, !- Vertex 10 Y-coordinate {m}
, !- Vertex 10 Z-coordinate {m}
, !- Vertex 11 X-coordinate {m}
, !- Vertex 11 Y-coordinate {m}
, !- Vertex 11 Z-coordinate {m}
, !- Vertex 12 X-coordinate {m}
, !- Vertex 12 Y-coordinate {m}
, !- Vertex 12 Z-coordinate {m}
, !- Vertex 13 X-coordinate {m}
, !- Vertex 13 Y-coordinate {m}
, !- Vertex 13 Z-coordinate {m}
, !- Vertex 14 X-coordinate {m}
, !- Vertex 14 Y-coordinate {m}
, !- Vertex 14 Z-coordinate {m}
, !- Vertex 15 X-coordinate {m}
, !- Vertex 15 Y-coordinate {m}
, !- Vertex 15 Z-coordinate {m}
, !- Vertex 16 X-coordinate {m}
, !- Vertex 16 Y-coordinate {m}
, !- Vertex 16 Z-coordinate {m}
, !- Vertex 17 X-coordinate {m}
, !- Vertex 17 Y-coordinate {m}
, !- Vertex 17 Z-coordinate {m}
, !- Vertex 18 X-coordinate {m}
, !- Vertex 18 Y-coordinate {m}
, !- Vertex 18 Z-coordinate {m}
, !- Vertex 19 X-coordinate {m}
, !- Vertex 19 Y-coordinate {m}
, !- Vertex 19 Z-coordinate {m}
, !- Vertex 20 X-coordinate {m}
, !- Vertex 20 Y-coordinate {m}
; !- Vertex 20 Z-coordinate {m}
BuildingSurface:Detailed,
L1-101-SalesAisle6_Srf_4,!- Name
Wall, !- Surface Type
Hole, !- Construction Name
L1-101-SalesAisle6 Thermal Zone, !- Zone Name
Surface, !- Outside Boundary Condition
L1-101-SalesCirculation4_Srf_7, !- Outside Boundary Condition Object
NoSun, !- Sun Exposure
NoWind, !- Wind Exposure
, !- View Factor to Ground
4, !- Number of Vertices
57.844, !- Vertex 1 X-coordinate {m}
53.193, !- Vertex 1 Y-coordinate {m}
2.134, !- Vertex 1 Z-coordinate {m}
57.844, !- Vertex 2 X-coordinate {m}
53.193, !- Vertex 2 Y-coordinate {m}
0, !- Vertex 2 Z-coordinate {m}
56.096, !- Vertex 3 X-coordinate {m}
53.193, !- Vertex 3 Y-coordinate {m}
0, !- Vertex 3 Z-coordinate {m}
56.096, !- Vertex 4 X-coordinate {m}
53.193, !- Vertex 4 Y-coordinate {m}
2.134, !- Vertex 4 Z-coordinate {m}
, !- Vertex 5 X-coordinate {m}
, !- Vertex 5 Y-coordinate {m}
, !- Vertex 5 Z-coordinate {m}
, !- Vertex 6 X-coordinate {m}
, !- Vertex 6 Y-coordinate {m}
, !- Vertex 6 Z-coordinate {m}
, !- Vertex 7 X-coordinate {m}
, !- Vertex 7 Y-coordinate {m}
, !- Vertex 7 Z-coordinate {m}
, !- Vertex 8 X-coordinate {m}
, !- Vertex 8 Y-coordinate {m}
, !- Vertex 8 Z-coordinate {m}
, !- Vertex 9 X-coordinate {m}
, !- Vertex 9 Y-coordinate {m}
, !- Vertex 9 Z-coordinate {m}
, !- Vertex 10 X-coordinate {m}
, !- Vertex 10 Y-coordinate {m}
, !- Vertex 10 Z-coordinate {m}
, !- Vertex 11 X-coordinate {m}
, !- Vertex 11 Y-coordinate {m}
, !- Vertex 11 Z-coordinate {m}
, !- Vertex 12 X-coordinate {m}
, !- Vertex 12 Y-coordinate {m}
, !- Vertex 12 Z-coordinate {m}
, !- Vertex 13 X-coordinate {m}
, !- Vertex 13 Y-coordinate {m}
, !- Vertex 13 Z-coordinate {m}
, !- Vertex 14 X-coordinate {m}
, !- Vertex 14 Y-coordinate {m}
, !- Vertex 14 Z-coordinate {m}
, !- Vertex 15 X-coordinate {m}
, !- Vertex 15 Y-coordinate {m}
, !- Vertex 15 Z-coordinate {m}
, !- Vertex 16 X-coordinate {m}
, !- Vertex 16 Y-coordinate {m}
, !- Vertex 16 Z-coordinate {m}
, !- Vertex 17 X-coordinate {m}
, !- Vertex 17 Y-coordinate {m}
, !- Vertex 17 Z-coordinate {m}
, !- Vertex 18 X-coordinate {m}
, !- Vertex 18 Y-coordinate {m}
, !- Vertex 18 Z-coordinate {m}
, !- Vertex 19 X-coordinate {m}
, !- Vertex 19 Y-coordinate {m}
, !- Vertex 19 Z-coordinate {m}
, !- Vertex 20 X-coordinate {m}
, !- Vertex 20 Y-coordinate {m}
; !- Vertex 20 Z-coordinate {m}
BuildingSurface:Detailed,
L1-101-SalesAisle6_Srf_5,!- Name
Roof, !- Surface Type
Roof_BOH, !- Construction Name
L1-101-SalesAisle6 Thermal Zone, !- Zone Name
Outdoors, !- Outside Boundary Condition
, !- Outside Boundary Condition Object
SunExposed, !- Sun Exposure
WindExposed, !- Wind Exposure
, !- View Factor to Ground
4, !- Number of Vertices
56.096, !- Vertex 1 X-coordinate {m}
53.193, !- Vertex 1 Y-coordinate {m}
2.134, !- Vertex 1 Z-coordinate {m}
56.096, !- Vertex 2 X-coordinate {m}
34.869, !- Vertex 2 Y-coordinate {m}
2.134, !- Vertex 2 Z-coordinate {m}
57.844, !- Vertex 3 X-coordinate {m}
34.869, !- Vertex 3 Y-coordinate {m}
2.134, !- Vertex 3 Z-coordinate {m}
57.844, !- Vertex 4 X-coordinate {m}
53.193, !- Vertex 4 Y-coordinate {m}
2.134, !- Vertex 4 Z-coordinate {m}
, !- Vertex 5 X-coordinate {m}
, !- Vertex 5 Y-coordinate {m}
, !- Vertex 5 Z-coordinate {m}
, !- Vertex 6 X-coordinate {m}
, !- Vertex 6 Y-coordinate {m}
, !- Vertex 6 Z-coordinate {m}
, !- Vertex 7 X-coordinate {m}
, !- Vertex 7 Y-coordinate {m}
, !- Vertex 7 Z-coordinate {m}
, !- Vertex 8 X-coordinate {m}
, !- Vertex 8 Y-coordinate {m}
, !- Vertex 8 Z-coordinate {m}
, !- Vertex 9 X-coordinate {m}
, !- Vertex 9 Y-coordinate {m}
, !- Vertex 9 Z-coordinate {m}
, !- Vertex 10 X-coordinate {m}
, !- Vertex 10 Y-coordinate {m}
, !- Vertex 10 Z-coordinate {m}
, !- Vertex 11 X-coordinate {m}
, !- Vertex 11 Y-coordinate {m}
, !- Vertex 11 Z-coordinate {m}
, !- Vertex 12 X-coordinate {m}
, !- Vertex 12 Y-coordinate {m}
, !- Vertex 12 Z-coordinate {m}
, !- Vertex 13 X-coordinate {m}
, !- Vertex 13 Y-coordinate {m}
, !- Vertex 13 Z-coordinate {m}
, !- Vertex 14 X-coordinate {m}
, !- Vertex 14 Y-coordinate {m}
, !- Vertex 14 Z-coordinate {m}
, !- Vertex 15 X-coordinate {m}
, !- Vertex 15 Y-coordinate {m}
, !- Vertex 15 Z-coordinate {m}
, !- Vertex 16 X-coordinate {m}
, !- Vertex 16 Y-coordinate {m}
, !- Vertex 16 Z-coordinate {m}
, !- Vertex 17 X-coordinate {m}
, !- Vertex 17 Y-coordinate {m}
, !- Vertex 17 Z-coordinate {m}
, !- Vertex 18 X-coordinate {m}
, !- Vertex 18 Y-coordinate {m}
, !- Vertex 18 Z-coordinate {m}
, !- Vertex 19 X-coordinate {m}
, !- Vertex 19 Y-coordinate {m}
, !- Vertex 19 Z-coordinate {m}
, !- Vertex 20 X-coordinate {m}
, !- Vertex 20 Y-coordinate {m}
; !- Vertex 20 Z-coordinate {m}
BuildingSurface:Detailed,
L1-101-SalesAisle7_Srf_0,!- Name
Floor, !- Surface Type
Hole, !- Construction Name
L1-101-SalesAisle7 Thermal Zone, !- Zone Name
ground, !- Outside Boundary Condition
, !- Outside Boundary Condition Object
NoSun, !- Sun Exposure
NoWind, !- Wind Exposure
, !- View Factor to Ground
4, !- Number of Vertices
59.492, !- Vertex 1 X-coordinate {m}
53.193, !- Vertex 1 Y-coordinate {m}
0, !- Vertex 1 Z-coordinate {m}
59.492, !- Vertex 2 X-coordinate {m}
34.869, !- Vertex 2 Y-coordinate {m}
0, !- Vertex 2 Z-coordinate {m}
57.844, !- Vertex 3 X-coordinate {m}
34.869, !- Vertex 3 Y-coordinate {m}
0, !- Vertex 3 Z-coordinate {m}
57.844, !- Vertex 4 X-coordinate {m}
53.193, !- Vertex 4 Y-coordinate {m}
0, !- Vertex 4 Z-coordinate {m}
, !- Vertex 5 X-coordinate {m}
, !- Vertex 5 Y-coordinate {m}
, !- Vertex 5 Z-coordinate {m}
, !- Vertex 6 X-coordinate {m}
, !- Vertex 6 Y-coordinate {m}
, !- Vertex 6 Z-coordinate {m}
, !- Vertex 7 X-coordinate {m}
, !- Vertex 7 Y-coordinate {m}
, !- Vertex 7 Z-coordinate {m}
, !- Vertex 8 X-coordinate {m}
, !- Vertex 8 Y-coordinate {m}
, !- Vertex 8 Z-coordinate {m}
, !- Vertex 9 X-coordinate {m}
, !- Vertex 9 Y-coordinate {m}
, !- Vertex 9 Z-coordinate {m}
, !- Vertex 10 X-coordinate {m}
, !- Vertex 10 Y-coordinate {m}
, !- Vertex 10 Z-coordinate {m}
, !- Vertex 11 X-coordinate {m}
, !- Vertex 11 Y-coordinate {m}
, !- Vertex 11 Z-coordinate {m}
, !- Vertex 12 X-coordinate {m}
, !- Vertex 12 Y-coordinate {m}
, !- Vertex 12 Z-coordinate {m}
, !- Vertex 13 X-coordinate {m}
, !- Vertex 13 Y-coordinate {m}
, !- Vertex 13 Z-coordinate {m}
, !- Vertex 14 X-coordinate {m}
, !- Vertex 14 Y-coordinate {m}
, !- Vertex 14 Z-coordinate {m}
, !- Vertex 15 X-coordinate {m}
, !- Vertex 15 Y-coordinate {m}
, !- Vertex 15 Z-coordinate {m}
, !- Vertex 16 X-coordinate {m}
, !- Vertex 16 Y-coordinate {m}
, !- Vertex 16 Z-coordinate {m}
, !- Vertex 17 X-coordinate {m}
, !- Vertex 17 Y-coordinate {m}
, !- Vertex 17 Z-coordinate {m}
, !- Vertex 18 X-coordinate {m}
, !- Vertex 18 Y-coordinate {m}
, !- Vertex 18 Z-coordinate {m}
, !- Vertex 19 X-coordinate {m}
, !- Vertex 19 Y-coordinate {m}
, !- Vertex 19 Z-coordinate {m}
, !- Vertex 20 X-coordinate {m}
, !- Vertex 20 Y-coordinate {m}
; !- Vertex 20 Z-coordinate {m}
BuildingSurface:Detailed,
L1-101-SalesAisle7_Srf_1,!- Name
Wall, !- Surface Type
Hole, !- Construction Name
L1-101-SalesAisle7 Thermal Zone, !- Zone Name
Surface, !- Outside Boundary Condition
L1-101-SalesAisle6_Srf_3,!- Outside Boundary Condition Object
NoSun, !- Sun Exposure
NoWind, !- Wind Exposure
, !- View Factor to Ground
4, !- Number of Vertices
57.844, !- Vertex 1 X-coordinate {m}
53.193, !- Vertex 1 Y-coordinate {m}
2.134, !- Vertex 1 Z-coordinate {m}
57.844, !- Vertex 2 X-coordinate {m}
53.193, !- Vertex 2 Y-coordinate {m}
0, !- Vertex 2 Z-coordinate {m}
57.844, !- Vertex 3 X-coordinate {m}
34.869, !- Vertex 3 Y-coordinate {m}
0, !- Vertex 3 Z-coordinate {m}
57.844, !- Vertex 4 X-coordinate {m}
34.869, !- Vertex 4 Y-coordinate {m}
2.134, !- Vertex 4 Z-coordinate {m}
, !- Vertex 5 X-coordinate {m}
, !- Vertex 5 Y-coordinate {m}
, !- Vertex 5 Z-coordinate {m}
, !- Vertex 6 X-coordinate {m}
, !- Vertex 6 Y-coordinate {m}
, !- Vertex 6 Z-coordinate {m}
, !- Vertex 7 X-coordinate {m}
, !- Vertex 7 Y-coordinate {m}
, !- Vertex 7 Z-coordinate {m}
, !- Vertex 8 X-coordinate {m}
, !- Vertex 8 Y-coordinate {m}
, !- Vertex 8 Z-coordinate {m}
, !- Vertex 9 X-coordinate {m}
, !- Vertex 9 Y-coordinate {m}
, !- Vertex 9 Z-coordinate {m}
, !- Vertex 10 X-coordinate {m}
, !- Vertex 10 Y-coordinate {m}
, !- Vertex 10 Z-coordinate {m}
, !- Vertex 11 X-coordinate {m}
, !- Vertex 11 Y-coordinate {m}
, !- Vertex 11 Z-coordinate {m}
, !- Vertex 12 X-coordinate {m}
, !- Vertex 12 Y-coordinate {m}
, !- Vertex 12 Z-coordinate {m}
, !- Vertex 13 X-coordinate {m}
, !- Vertex 13 Y-coordinate {m}
, !- Vertex 13 Z-coordinate {m}
, !- Vertex 14 X-coordinate {m}
, !- Vertex 14 Y-coordinate {m}
, !- Vertex 14 Z-coordinate {m}
, !- Vertex 15 X-coordinate {m}
, !- Vertex 15 Y-coordinate {m}
, !- Vertex 15 Z-coordinate {m}
, !- Vertex 16 X-coordinate {m}
, !- Vertex 16 Y-coordinate {m}
, !- Vertex 16 Z-coordinate {m}
, !- Vertex 17 X-coordinate {m}
, !- Vertex 17 Y-coordinate {m}
, !- Vertex 17 Z-coordinate {m}
, !- Vertex 18 X-coordinate {m}
, !- Vertex 18 Y-coordinate {m}
, !- Vertex 18 Z-coordinate {m}
, !- Vertex 19 X-coordinate {m}
, !- Vertex 19 Y-coordinate {m}
, !- Vertex 19 Z-coordinate {m}
, !- Vertex 20 X-coordinate {m}
, !- Vertex 20 Y-coordinate {m}
; !- Vertex 20 Z-coordinate {m}
BuildingSurface:Detailed,
L1-101-SalesAisle7_Srf_2,!- Name
Wall, !- Surface Type
Hole, !- Construction Name
L1-101-SalesAisle7 Thermal Zone, !- Zone Name
Surface, !- Outside Boundary Condition
L1-101-SalesCirculation2_Srf_2, !- Outside Boundary Condition Object
NoSun, !- Sun Exposure
NoWind, !- Wind Exposure
, !- View Factor to Ground
4, !- Number of Vertices
57.844, !- Vertex 1 X-coordinate {m}
34.869, !- Vertex 1 Y-coordinate {m}
2.134, !- Vertex 1 Z-coordinate {m}
57.844, !- Vertex 2 X-coordinate {m}
34.869, !- Vertex 2 Y-coordinate {m}
0, !- Vertex 2 Z-coordinate {m}
59.492, !- Vertex 3 X-coordinate {m}
34.869, !- Vertex 3 Y-coordinate {m}
0, !- Vertex 3 Z-coordinate {m}
59.492, !- Vertex 4 X-coordinate {m}
34.869, !- Vertex 4 Y-coordinate {m}
2.134, !- Vertex 4 Z-coordinate {m}
, !- Vertex 5 X-coordinate {m}
, !- Vertex 5 Y-coordinate {m}
, !- Vertex 5 Z-coordinate {m}
, !- Vertex 6 X-coordinate {m}
, !- Vertex 6 Y-coordinate {m}
, !- Vertex 6 Z-coordinate {m}
, !- Vertex 7 X-coordinate {m}
, !- Vertex 7 Y-coordinate {m}
, !- Vertex 7 Z-coordinate {m}
, !- Vertex 8 X-coordinate {m}
, !- Vertex 8 Y-coordinate {m}
, !- Vertex 8 Z-coordinate {m}
, !- Vertex 9 X-coordinate {m}
, !- Vertex 9 Y-coordinate {m}
, !- Vertex 9 Z-coordinate {m}
, !- Vertex 10 X-coordinate {m}
, !- Vertex 10 Y-coordinate {m}
, !- Vertex 10 Z-coordinate {m}
, !- Vertex 11 X-coordinate {m}
, !- Vertex 11 Y-coordinate {m}
, !- Vertex 11 Z-coordinate {m}
, !- Vertex 12 X-coordinate {m}
, !- Vertex 12 Y-coordinate {m}
, !- Vertex 12 Z-coordinate {m}
, !- Vertex 13 X-coordinate {m}
, !- Vertex 13 Y-coordinate {m}
, !- Vertex 13 Z-coordinate {m}
, !- Vertex 14 X-coordinate {m}
, !- Vertex 14 Y-coordinate {m}
, !- Vertex 14 Z-coordinate {m}
, !- Vertex 15 X-coordinate {m}
, !- Vertex 15 Y-coordinate {m}
, !- Vertex 15 Z-coordinate {m}
, !- Vertex 16 X-coordinate {m}
, !- Vertex 16 Y-coordinate {m}
, !- Vertex 16 Z-coordinate {m}
, !- Vertex 17 X-coordinate {m}
, !- Vertex 17 Y-coordinate {m}
, !- Vertex 17 Z-coordinate {m}
, !- Vertex 18 X-coordinate {m}
, !- Vertex 18 Y-coordinate {m}
, !- Vertex 18 Z-coordinate {m}
, !- Vertex 19 X-coordinate {m}
, !- Vertex 19 Y-coordinate {m}
, !- Vertex 19 Z-coordinate {m}
, !- Vertex 20 X-coordinate {m}
, !- Vertex 20 Y-coordinate {m}
; !- Vertex 20 Z-coordinate {m}
BuildingSurface:Detailed,
L1-101-SalesAisle7_Srf_3,!- Name
Wall, !- Surface Type
Hole, !- Construction Name
L1-101-SalesAisle7 Thermal Zone, !- Zone Name
Surface, !- Outside Boundary Condition
L1-101-SalesAisle8_Srf_2,!- Outside Boundary Condition Object
NoSun, !- Sun Exposure
NoWind, !- Wind Exposure
, !- View Factor to Ground
4, !- Number of Vertices
59.492, !- Vertex 1 X-coordinate {m}
34.869, !- Vertex 1 Y-coordinate {m}
2.134, !- Vertex 1 Z-coordinate {m}
59.492, !- Vertex 2 X-coordinate {m}
34.869, !- Vertex 2 Y-coordinate {m}
0, !- Vertex 2 Z-coordinate {m}
59.492, !- Vertex 3 X-coordinate {m}
53.193, !- Vertex 3 Y-coordinate {m}
0, !- Vertex 3 Z-coordinate {m}
59.492, !- Vertex 4 X-coordinate {m}
53.193, !- Vertex 4 Y-coordinate {m}
2.134, !- Vertex 4 Z-coordinate {m}
, !- Vertex 5 X-coordinate {m}
, !- Vertex 5 Y-coordinate {m}
, !- Vertex 5 Z-coordinate {m}
, !- Vertex 6 X-coordinate {m}
, !- Vertex 6 Y-coordinate {m}
, !- Vertex 6 Z-coordinate {m}
, !- Vertex 7 X-coordinate {m}
, !- Vertex 7 Y-coordinate {m}
, !- Vertex 7 Z-coordinate {m}
, !- Vertex 8 X-coordinate {m}
, !- Vertex 8 Y-coordinate {m}
, !- Vertex 8 Z-coordinate {m}
, !- Vertex 9 X-coordinate {m}
, !- Vertex 9 Y-coordinate {m}
, !- Vertex 9 Z-coordinate {m}
, !- Vertex 10 X-coordinate {m}
, !- Vertex 10 Y-coordinate {m}
, !- Vertex 10 Z-coordinate {m}
, !- Vertex 11 X-coordinate {m}
, !- Vertex 11 Y-coordinate {m}
, !- Vertex 11 Z-coordinate {m}
, !- Vertex 12 X-coordinate {m}
, !- Vertex 12 Y-coordinate {m}
, !- Vertex 12 Z-coordinate {m}
, !- Vertex 13 X-coordinate {m}
, !- Vertex 13 Y-coordinate {m}
, !- Vertex 13 Z-coordinate {m}
, !- Vertex 14 X-coordinate {m}
, !- Vertex 14 Y-coordinate {m}
, !- Vertex 14 Z-coordinate {m}
, !- Vertex 15 X-coordinate {m}
, !- Vertex 15 Y-coordinate {m}
, !- Vertex 15 Z-coordinate {m}
, !- Vertex 16 X-coordinate {m}
, !- Vertex 16 Y-coordinate {m}
, !- Vertex 16 Z-coordinate {m}
, !- Vertex 17 X-coordinate {m}
, !- Vertex 17 Y-coordinate {m}
, !- Vertex 17 Z-coordinate {m}
, !- Vertex 18 X-coordinate {m}
, !- Vertex 18 Y-coordinate {m}
, !- Vertex 18 Z-coordinate {m}
, !- Vertex 19 X-coordinate {m}
, !- Vertex 19 Y-coordinate {m}
, !- Vertex 19 Z-coordinate {m}
, !- Vertex 20 X-coordinate {m}
, !- Vertex 20 Y-coordinate {m}
; !- Vertex 20 Z-coordinate {m}
BuildingSurface:Detailed,
L1-101-SalesAisle7_Srf_4,!- Name
Wall, !- Surface Type
Hole, !- Construction Name
L1-101-SalesAisle7 Thermal Zone, !- Zone Name
Surface, !- Outside Boundary Condition
L1-101-SalesCirculation4_Srf_8, !- Outside Boundary Condition Object
NoSun, !- Sun Exposure
NoWind, !- Wind Exposure
, !- View Factor to Ground
4, !- Number of Vertices
59.492, !- Vertex 1 X-coordinate {m}
53.193, !- Vertex 1 Y-coordinate {m}
2.134, !- Vertex 1 Z-coordinate {m}
59.492, !- Vertex 2 X-coordinate {m}
53.193, !- Vertex 2 Y-coordinate {m}
0, !- Vertex 2 Z-coordinate {m}
57.844, !- Vertex 3 X-coordinate {m}
53.193, !- Vertex 3 Y-coordinate {m}
0, !- Vertex 3 Z-coordinate {m}
57.844, !- Vertex 4 X-coordinate {m}
53.193, !- Vertex 4 Y-coordinate {m}
2.134, !- Vertex 4 Z-coordinate {m}
, !- Vertex 5 X-coordinate {m}
, !- Vertex 5 Y-coordinate {m}
, !- Vertex 5 Z-coordinate {m}
, !- Vertex 6 X-coordinate {m}
, !- Vertex 6 Y-coordinate {m}
, !- Vertex 6 Z-coordinate {m}
, !- Vertex 7 X-coordinate {m}
, !- Vertex 7 Y-coordinate {m}
, !- Vertex 7 Z-coordinate {m}
, !- Vertex 8 X-coordinate {m}
, !- Vertex 8 Y-coordinate {m}
, !- Vertex 8 Z-coordinate {m}
, !- Vertex 9 X-coordinate {m}
, !- Vertex 9 Y-coordinate {m}
, !- Vertex 9 Z-coordinate {m}
, !- Vertex 10 X-coordinate {m}
, !- Vertex 10 Y-coordinate {m}
, !- Vertex 10 Z-coordinate {m}
, !- Vertex 11 X-coordinate {m}
, !- Vertex 11 Y-coordinate {m}
, !- Vertex 11 Z-coordinate {m}
, !- Vertex 12 X-coordinate {m}
, !- Vertex 12 Y-coordinate {m}
, !- Vertex 12 Z-coordinate {m}
, !- Vertex 13 X-coordinate {m}
, !- Vertex 13 Y-coordinate {m}
, !- Vertex 13 Z-coordinate {m}
, !- Vertex 14 X-coordinate {m}
, !- Vertex 14 Y-coordinate {m}
, !- Vertex 14 Z-coordinate {m}
, !- Vertex 15 X-coordinate {m}
, !- Vertex 15 Y-coordinate {m}
, !- Vertex 15 Z-coordinate {m}
, !- Vertex 16 X-coordinate {m}
, !- Vertex 16 Y-coordinate {m}
, !- Vertex 16 Z-coordinate {m}
, !- Vertex 17 X-coordinate {m}
, !- Vertex 17 Y-coordinate {m}
, !- Vertex 17 Z-coordinate {m}
, !- Vertex 18 X-coordinate {m}
, !- Vertex 18 Y-coordinate {m}
, !- Vertex 18 Z-coordinate {m}
, !- Vertex 19 X-coordinate {m}
, !- Vertex 19 Y-coordinate {m}
, !- Vertex 19 Z-coordinate {m}
, !- Vertex 20 X-coordinate {m}
, !- Vertex 20 Y-coordinate {m}
; !- Vertex 20 Z-coordinate {m}
BuildingSurface:Detailed,
L1-101-SalesAisle7_Srf_5,!- Name
Roof, !- Surface Type
Roof_BOH, !- Construction Name
L1-101-SalesAisle7 Thermal Zone, !- Zone Name
Outdoors, !- Outside Boundary Condition
, !- Outside Boundary Condition Object
SunExposed, !- Sun Exposure
WindExposed, !- Wind Exposure
, !- View Factor to Ground
4, !- Number of Vertices
57.844, !- Vertex 1 X-coordinate {m}
53.193, !- Vertex 1 Y-coordinate {m}
2.134, !- Vertex 1 Z-coordinate {m}
57.844, !- Vertex 2 X-coordinate {m}
34.869, !- Vertex 2 Y-coordinate {m}
2.134, !- Vertex 2 Z-coordinate {m}
59.492, !- Vertex 3 X-coordinate {m}
34.869, !- Vertex 3 Y-coordinate {m}
2.134, !- Vertex 3 Z-coordinate {m}
59.492, !- Vertex 4 X-coordinate {m}
53.193, !- Vertex 4 Y-coordinate {m}
2.134, !- Vertex 4 Z-coordinate {m}
, !- Vertex 5 X-coordinate {m}
, !- Vertex 5 Y-coordinate {m}
, !- Vertex 5 Z-coordinate {m}
, !- Vertex 6 X-coordinate {m}
, !- Vertex 6 Y-coordinate {m}
, !- Vertex 6 Z-coordinate {m}
, !- Vertex 7 X-coordinate {m}
, !- Vertex 7 Y-coordinate {m}
, !- Vertex 7 Z-coordinate {m}
, !- Vertex 8 X-coordinate {m}
, !- Vertex 8 Y-coordinate {m}
, !- Vertex 8 Z-coordinate {m}
, !- Vertex 9 X-coordinate {m}
, !- Vertex 9 Y-coordinate {m}
, !- Vertex 9 Z-coordinate {m}
, !- Vertex 10 X-coordinate {m}
, !- Vertex 10 Y-coordinate {m}
, !- Vertex 10 Z-coordinate {m}
, !- Vertex 11 X-coordinate {m}
, !- Vertex 11 Y-coordinate {m}
, !- Vertex 11 Z-coordinate {m}
, !- Vertex 12 X-coordinate {m}
, !- Vertex 12 Y-coordinate {m}
, !- Vertex 12 Z-coordinate {m}
, !- Vertex 13 X-coordinate {m}
, !- Vertex 13 Y-coordinate {m}
, !- Vertex 13 Z-coordinate {m}
, !- Vertex 14 X-coordinate {m}
, !- Vertex 14 Y-coordinate {m}
, !- Vertex 14 Z-coordinate {m}
, !- Vertex 15 X-coordinate {m}
, !- Vertex 15 Y-coordinate {m}
, !- Vertex 15 Z-coordinate {m}
, !- Vertex 16 X-coordinate {m}
, !- Vertex 16 Y-coordinate {m}
, !- Vertex 16 Z-coordinate {m}
, !- Vertex 17 X-coordinate {m}
, !- Vertex 17 Y-coordinate {m}
, !- Vertex 17 Z-coordinate {m}
, !- Vertex 18 X-coordinate {m}
, !- Vertex 18 Y-coordinate {m}
, !- Vertex 18 Z-coordinate {m}
, !- Vertex 19 X-coordinate {m}
, !- Vertex 19 Y-coordinate {m}
, !- Vertex 19 Z-coordinate {m}
, !- Vertex 20 X-coordinate {m}
, !- Vertex 20 Y-coordinate {m}
; !- Vertex 20 Z-coordinate {m}
BuildingSurface:Detailed,
L1-101-SalesAisle8_Srf_0,!- Name
Floor, !- Surface Type
Hole, !- Construction Name
L1-101-SalesAisle8 Thermal Zone, !- Zone Name
ground, !- Outside Boundary Condition
, !- Outside Boundary Condition Object
NoSun, !- Sun Exposure
NoWind, !- Wind Exposure
, !- View Factor to Ground
4, !- Number of Vertices
61.239, !- Vertex 1 X-coordinate {m}
53.193, !- Vertex 1 Y-coordinate {m}
0, !- Vertex 1 Z-coordinate {m}
61.239, !- Vertex 2 X-coordinate {m}
34.869, !- Vertex 2 Y-coordinate {m}
0, !- Vertex 2 Z-coordinate {m}
59.492, !- Vertex 3 X-coordinate {m}
34.869, !- Vertex 3 Y-coordinate {m}
0, !- Vertex 3 Z-coordinate {m}
59.492, !- Vertex 4 X-coordinate {m}
53.193, !- Vertex 4 Y-coordinate {m}
0, !- Vertex 4 Z-coordinate {m}
, !- Vertex 5 X-coordinate {m}
, !- Vertex 5 Y-coordinate {m}
, !- Vertex 5 Z-coordinate {m}
, !- Vertex 6 X-coordinate {m}
, !- Vertex 6 Y-coordinate {m}
, !- Vertex 6 Z-coordinate {m}
, !- Vertex 7 X-coordinate {m}
, !- Vertex 7 Y-coordinate {m}
, !- Vertex 7 Z-coordinate {m}
, !- Vertex 8 X-coordinate {m}
, !- Vertex 8 Y-coordinate {m}
, !- Vertex 8 Z-coordinate {m}
, !- Vertex 9 X-coordinate {m}
, !- Vertex 9 Y-coordinate {m}
, !- Vertex 9 Z-coordinate {m}
, !- Vertex 10 X-coordinate {m}
, !- Vertex 10 Y-coordinate {m}
, !- Vertex 10 Z-coordinate {m}
, !- Vertex 11 X-coordinate {m}
, !- Vertex 11 Y-coordinate {m}
, !- Vertex 11 Z-coordinate {m}
, !- Vertex 12 X-coordinate {m}
, !- Vertex 12 Y-coordinate {m}
, !- Vertex 12 Z-coordinate {m}
, !- Vertex 13 X-coordinate {m}
, !- Vertex 13 Y-coordinate {m}
, !- Vertex 13 Z-coordinate {m}
, !- Vertex 14 X-coordinate {m}
, !- Vertex 14 Y-coordinate {m}
, !- Vertex 14 Z-coordinate {m}
, !- Vertex 15 X-coordinate {m}
, !- Vertex 15 Y-coordinate {m}
, !- Vertex 15 Z-coordinate {m}
, !- Vertex 16 X-coordinate {m}
, !- Vertex 16 Y-coordinate {m}
, !- Vertex 16 Z-coordinate {m}
, !- Vertex 17 X-coordinate {m}
, !- Vertex 17 Y-coordinate {m}
, !- Vertex 17 Z-coordinate {m}
, !- Vertex 18 X-coordinate {m}
, !- Vertex 18 Y-coordinate {m}
, !- Vertex 18 Z-coordinate {m}
, !- Vertex 19 X-coordinate {m}
, !- Vertex 19 Y-coordinate {m}
, !- Vertex 19 Z-coordinate {m}
, !- Vertex 20 X-coordinate {m}
, !- Vertex 20 Y-coordinate {m}
; !- Vertex 20 Z-coordinate {m}
BuildingSurface:Detailed,
L1-101-SalesAisle8_Srf_1,!- Name
Wall, !- Surface Type
Hole, !- Construction Name
L1-101-SalesAisle8 Thermal Zone, !- Zone Name
Surface, !- Outside Boundary Condition
L1-101-SalesCirculation4_Srf_9, !- Outside Boundary Condition Object
NoSun, !- Sun Exposure
NoWind, !- Wind Exposure
, !- View Factor to Ground
4, !- Number of Vertices
60.575, !- Vertex 1 X-coordinate {m}
53.193, !- Vertex 1 Y-coordinate {m}
2.134, !- Vertex 1 Z-coordinate {m}
60.575, !- Vertex 2 X-coordinate {m}
53.193, !- Vertex 2 Y-coordinate {m}
0, !- Vertex 2 Z-coordinate {m}
59.492, !- Vertex 3 X-coordinate {m}
53.193, !- Vertex 3 Y-coordinate {m}
0, !- Vertex 3 Z-coordinate {m}
59.492, !- Vertex 4 X-coordinate {m}
53.193, !- Vertex 4 Y-coordinate {m}
2.134, !- Vertex 4 Z-coordinate {m}
, !- Vertex 5 X-coordinate {m}
, !- Vertex 5 Y-coordinate {m}
, !- Vertex 5 Z-coordinate {m}
, !- Vertex 6 X-coordinate {m}
, !- Vertex 6 Y-coordinate {m}
, !- Vertex 6 Z-coordinate {m}
, !- Vertex 7 X-coordinate {m}
, !- Vertex 7 Y-coordinate {m}
, !- Vertex 7 Z-coordinate {m}
, !- Vertex 8 X-coordinate {m}
, !- Vertex 8 Y-coordinate {m}
, !- Vertex 8 Z-coordinate {m}
, !- Vertex 9 X-coordinate {m}
, !- Vertex 9 Y-coordinate {m}
, !- Vertex 9 Z-coordinate {m}
, !- Vertex 10 X-coordinate {m}
, !- Vertex 10 Y-coordinate {m}
, !- Vertex 10 Z-coordinate {m}
, !- Vertex 11 X-coordinate {m}
, !- Vertex 11 Y-coordinate {m}
, !- Vertex 11 Z-coordinate {m}
, !- Vertex 12 X-coordinate {m}
, !- Vertex 12 Y-coordinate {m}
, !- Vertex 12 Z-coordinate {m}
, !- Vertex 13 X-coordinate {m}
, !- Vertex 13 Y-coordinate {m}
, !- Vertex 13 Z-coordinate {m}
, !- Vertex 14 X-coordinate {m}
, !- Vertex 14 Y-coordinate {m}
, !- Vertex 14 Z-coordinate {m}
, !- Vertex 15 X-coordinate {m}
, !- Vertex 15 Y-coordinate {m}
, !- Vertex 15 Z-coordinate {m}
, !- Vertex 16 X-coordinate {m}
, !- Vertex 16 Y-coordinate {m}
, !- Vertex 16 Z-coordinate {m}
, !- Vertex 17 X-coordinate {m}
, !- Vertex 17 Y-coordinate {m}
, !- Vertex 17 Z-coordinate {m}
, !- Vertex 18 X-coordinate {m}
, !- Vertex 18 Y-coordinate {m}
, !- Vertex 18 Z-coordinate {m}
, !- Vertex 19 X-coordinate {m}
, !- Vertex 19 Y-coordinate {m}
, !- Vertex 19 Z-coordinate {m}
, !- Vertex 20 X-coordinate {m}
, !- Vertex 20 Y-coordinate {m}
; !- Vertex 20 Z-coordinate {m}
BuildingSurface:Detailed,
L1-101-SalesAisle8_Srf_10, !- Name
Roof, !- Surface Type
Roof_BOH, !- Construction Name
L1-101-SalesAisle8 Thermal Zone, !- Zone Name
Outdoors, !- Outside Boundary Condition
, !- Outside Boundary Condition Object
SunExposed, !- Sun Exposure
WindExposed, !- Wind Exposure
, !- View Factor to Ground
4, !- Number of Vertices
59.492, !- Vertex 1 X-coordinate {m}
53.193, !- Vertex 1 Y-coordinate {m}
2.134, !- Vertex 1 Z-coordinate {m}
59.492, !- Vertex 2 X-coordinate {m}
34.869, !- Vertex 2 Y-coordinate {m}
2.134, !- Vertex 2 Z-coordinate {m}
61.239, !- Vertex 3 X-coordinate {m}
34.869, !- Vertex 3 Y-coordinate {m}
2.134, !- Vertex 3 Z-coordinate {m}
61.239, !- Vertex 4 X-coordinate {m}
53.193, !- Vertex 4 Y-coordinate {m}
2.134, !- Vertex 4 Z-coordinate {m}
, !- Vertex 5 X-coordinate {m}
, !- Vertex 5 Y-coordinate {m}
, !- Vertex 5 Z-coordinate {m}
, !- Vertex 6 X-coordinate {m}
, !- Vertex 6 Y-coordinate {m}
, !- Vertex 6 Z-coordinate {m}
, !- Vertex 7 X-coordinate {m}
, !- Vertex 7 Y-coordinate {m}
, !- Vertex 7 Z-coordinate {m}
, !- Vertex 8 X-coordinate {m}
, !- Vertex 8 Y-coordinate {m}
, !- Vertex 8 Z-coordinate {m}
, !- Vertex 9 X-coordinate {m}
, !- Vertex 9 Y-coordinate {m}
, !- Vertex 9 Z-coordinate {m}
, !- Vertex 10 X-coordinate {m}
, !- Vertex 10 Y-coordinate {m}
, !- Vertex 10 Z-coordinate {m}
, !- Vertex 11 X-coordinate {m}
, !- Vertex 11 Y-coordinate {m}
, !- Vertex 11 Z-coordinate {m}
, !- Vertex 12 X-coordinate {m}
, !- Vertex 12 Y-coordinate {m}
, !- Vertex 12 Z-coordinate {m}
, !- Vertex 13 X-coordinate {m}
, !- Vertex 13 Y-coordinate {m}
, !- Vertex 13 Z-coordinate {m}
, !- Vertex 14 X-coordinate {m}
, !- Vertex 14 Y-coordinate {m}
, !- Vertex 14 Z-coordinate {m}
, !- Vertex 15 X-coordinate {m}
, !- Vertex 15 Y-coordinate {m}
, !- Vertex 15 Z-coordinate {m}
, !- Vertex 16 X-coordinate {m}
, !- Vertex 16 Y-coordinate {m}
, !- Vertex 16 Z-coordinate {m}
, !- Vertex 17 X-coordinate {m}
, !- Vertex 17 Y-coordinate {m}
, !- Vertex 17 Z-coordinate {m}
, !- Vertex 18 X-coordinate {m}
, !- Vertex 18 Y-coordinate {m}
, !- Vertex 18 Z-coordinate {m}
, !- Vertex 19 X-coordinate {m}
, !- Vertex 19 Y-coordinate {m}
, !- Vertex 19 Z-coordinate {m}
, !- Vertex 20 X-coordinate {m}
, !- Vertex 20 Y-coordinate {m}
; !- Vertex 20 Z-coordinate {m}
BuildingSurface:Detailed,
L1-101-SalesAisle8_Srf_2,!- Name
Wall, !- Surface Type
Hole, !- Construction Name
L1-101-SalesAisle8 Thermal Zone, !- Zone Name
Surface, !- Outside Boundary Condition
L1-101-SalesAisle7_Srf_3,!- Outside Boundary Condition Object
NoSun, !- Sun Exposure
NoWind, !- Wind Exposure
, !- View Factor to Ground
4, !- Number of Vertices
59.492, !- Vertex 1 X-coordinate {m}
53.193, !- Vertex 1 Y-coordinate {m}
2.134, !- Vertex 1 Z-coordinate {m}
59.492, !- Vertex 2 X-coordinate {m}
53.193, !- Vertex 2 Y-coordinate {m}
0, !- Vertex 2 Z-coordinate {m}
59.492, !- Vertex 3 X-coordinate {m}
34.869, !- Vertex 3 Y-coordinate {m}
0, !- Vertex 3 Z-coordinate {m}
59.492, !- Vertex 4 X-coordinate {m}
34.869, !- Vertex 4 Y-coordinate {m}
2.134, !- Vertex 4 Z-coordinate {m}
, !- Vertex 5 X-coordinate {m}
, !- Vertex 5 Y-coordinate {m}
, !- Vertex 5 Z-coordinate {m}
, !- Vertex 6 X-coordinate {m}
, !- Vertex 6 Y-coordinate {m}
, !- Vertex 6 Z-coordinate {m}
, !- Vertex 7 X-coordinate {m}
, !- Vertex 7 Y-coordinate {m}
, !- Vertex 7 Z-coordinate {m}
, !- Vertex 8 X-coordinate {m}
, !- Vertex 8 Y-coordinate {m}
, !- Vertex 8 Z-coordinate {m}
, !- Vertex 9 X-coordinate {m}
, !- Vertex 9 Y-coordinate {m}
, !- Vertex 9 Z-coordinate {m}
, !- Vertex 10 X-coordinate {m}
, !- Vertex 10 Y-coordinate {m}
, !- Vertex 10 Z-coordinate {m}
, !- Vertex 11 X-coordinate {m}
, !- Vertex 11 Y-coordinate {m}
, !- Vertex 11 Z-coordinate {m}
, !- Vertex 12 X-coordinate {m}
, !- Vertex 12 Y-coordinate {m}
, !- Vertex 12 Z-coordinate {m}
, !- Vertex 13 X-coordinate {m}
, !- Vertex 13 Y-coordinate {m}
, !- Vertex 13 Z-coordinate {m}
, !- Vertex 14 X-coordinate {m}
, !- Vertex 14 Y-coordinate {m}
, !- Vertex 14 Z-coordinate {m}
, !- Vertex 15 X-coordinate {m}
, !- Vertex 15 Y-coordinate {m}
, !- Vertex 15 Z-coordinate {m}
, !- Vertex 16 X-coordinate {m}
, !- Vertex 16 Y-coordinate {m}
, !- Vertex 16 Z-coordinate {m}
, !- Vertex 17 X-coordinate {m}
, !- Vertex 17 Y-coordinate {m}
, !- Vertex 17 Z-coordinate {m}
, !- Vertex 18 X-coordinate {m}
, !- Vertex 18 Y-coordinate {m}
, !- Vertex 18 Z-coordinate {m}
, !- Vertex 19 X-coordinate {m}
, !- Vertex 19 Y-coordinate {m}
, !- Vertex 19 Z-coordinate {m}
, !- Vertex 20 X-coordinate {m}
, !- Vertex 20 Y-coordinate {m}
; !- Vertex 20 Z-coordinate {m}
BuildingSurface:Detailed,
L1-101-SalesAisle8_Srf_3,!- Name
Wall, !- Surface Type
Hole, !- Construction Name
L1-101-SalesAisle8 Thermal Zone, !- Zone Name
Surface, !- Outside Boundary Condition
L1-101-SalesCirculation2_Srf_1, !- Outside Boundary Condition Object
NoSun, !- Sun Exposure
NoWind, !- Wind Exposure
, !- View Factor to Ground
4, !- Number of Vertices
59.492, !- Vertex 1 X-coordinate {m}
34.869, !- Vertex 1 Y-coordinate {m}
2.134, !- Vertex 1 Z-coordinate {m}
59.492, !- Vertex 2 X-coordinate {m}
34.869, !- Vertex 2 Y-coordinate {m}
0, !- Vertex 2 Z-coordinate {m}
61.239, !- Vertex 3 X-coordinate {m}
34.869, !- Vertex 3 Y-coordinate {m}
0, !- Vertex 3 Z-coordinate {m}
61.239, !- Vertex 4 X-coordinate {m}
34.869, !- Vertex 4 Y-coordinate {m}
2.134, !- Vertex 4 Z-coordinate {m}
, !- Vertex 5 X-coordinate {m}
, !- Vertex 5 Y-coordinate {m}
, !- Vertex 5 Z-coordinate {m}
, !- Vertex 6 X-coordinate {m}
, !- Vertex 6 Y-coordinate {m}
, !- Vertex 6 Z-coordinate {m}
, !- Vertex 7 X-coordinate {m}
, !- Vertex 7 Y-coordinate {m}
, !- Vertex 7 Z-coordinate {m}
, !- Vertex 8 X-coordinate {m}
, !- Vertex 8 Y-coordinate {m}
, !- Vertex 8 Z-coordinate {m}
, !- Vertex 9 X-coordinate {m}
, !- Vertex 9 Y-coordinate {m}
, !- Vertex 9 Z-coordinate {m}
, !- Vertex 10 X-coordinate {m}
, !- Vertex 10 Y-coordinate {m}
, !- Vertex 10 Z-coordinate {m}
, !- Vertex 11 X-coordinate {m}
, !- Vertex 11 Y-coordinate {m}
, !- Vertex 11 Z-coordinate {m}
, !- Vertex 12 X-coordinate {m}
, !- Vertex 12 Y-coordinate {m}
, !- Vertex 12 Z-coordinate {m}
, !- Vertex 13 X-coordinate {m}
, !- Vertex 13 Y-coordinate {m}
, !- Vertex 13 Z-coordinate {m}
, !- Vertex 14 X-coordinate {m}
, !- Vertex 14 Y-coordinate {m}
, !- Vertex 14 Z-coordinate {m}
, !- Vertex 15 X-coordinate {m}
, !- Vertex 15 Y-coordinate {m}
, !- Vertex 15 Z-coordinate {m}
, !- Vertex 16 X-coordinate {m}
, !- Vertex 16 Y-coordinate {m}
, !- Vertex 16 Z-coordinate {m}
, !- Vertex 17 X-coordinate {m}
, !- Vertex 17 Y-coordinate {m}
, !- Vertex 17 Z-coordinate {m}
, !- Vertex 18 X-coordinate {m}
, !- Vertex 18 Y-coordinate {m}
, !- Vertex 18 Z-coordinate {m}
, !- Vertex 19 X-coordinate {m}
, !- Vertex 19 Y-coordinate {m}
, !- Vertex 19 Z-coordinate {m}
, !- Vertex 20 X-coordinate {m}
, !- Vertex 20 Y-coordinate {m}
; !- Vertex 20 Z-coordinate {m}
BuildingSurface:Detailed,
L1-101-SalesAisle8_Srf_4,!- Name
Wall, !- Surface Type
Hole, !- Construction Name
L1-101-SalesAisle8 Thermal Zone, !- Zone Name
Surface, !- Outside Boundary Condition
L1-101-SalesRefrigerationAisle1_Srf_5, !- Outside Boundary Condition Object
NoSun, !- Sun Exposure
NoWind, !- Wind Exposure
, !- View Factor to Ground
4, !- Number of Vertices
61.239, !- Vertex 1 X-coordinate {m}
34.869, !- Vertex 1 Y-coordinate {m}
2.134, !- Vertex 1 Z-coordinate {m}
61.239, !- Vertex 2 X-coordinate {m}
34.869, !- Vertex 2 Y-coordinate {m}
0, !- Vertex 2 Z-coordinate {m}
61.239, !- Vertex 3 X-coordinate {m}
37.316, !- Vertex 3 Y-coordinate {m}
0, !- Vertex 3 Z-coordinate {m}
61.239, !- Vertex 4 X-coordinate {m}
37.316, !- Vertex 4 Y-coordinate {m}
2.134, !- Vertex 4 Z-coordinate {m}
, !- Vertex 5 X-coordinate {m}
, !- Vertex 5 Y-coordinate {m}
, !- Vertex 5 Z-coordinate {m}
, !- Vertex 6 X-coordinate {m}
, !- Vertex 6 Y-coordinate {m}
, !- Vertex 6 Z-coordinate {m}
, !- Vertex 7 X-coordinate {m}
, !- Vertex 7 Y-coordinate {m}
, !- Vertex 7 Z-coordinate {m}
, !- Vertex 8 X-coordinate {m}
, !- Vertex 8 Y-coordinate {m}
, !- Vertex 8 Z-coordinate {m}
, !- Vertex 9 X-coordinate {m}
, !- Vertex 9 Y-coordinate {m}
, !- Vertex 9 Z-coordinate {m}
, !- Vertex 10 X-coordinate {m}
, !- Vertex 10 Y-coordinate {m}
, !- Vertex 10 Z-coordinate {m}
, !- Vertex 11 X-coordinate {m}
, !- Vertex 11 Y-coordinate {m}
, !- Vertex 11 Z-coordinate {m}
, !- Vertex 12 X-coordinate {m}
, !- Vertex 12 Y-coordinate {m}
, !- Vertex 12 Z-coordinate {m}
, !- Vertex 13 X-coordinate {m}
, !- Vertex 13 Y-coordinate {m}
, !- Vertex 13 Z-coordinate {m}
, !- Vertex 14 X-coordinate {m}
, !- Vertex 14 Y-coordinate {m}
, !- Vertex 14 Z-coordinate {m}
, !- Vertex 15 X-coordinate {m}
, !- Vertex 15 Y-coordinate {m}
, !- Vertex 15 Z-coordinate {m}
, !- Vertex 16 X-coordinate {m}
, !- Vertex 16 Y-coordinate {m}
, !- Vertex 16 Z-coordinate {m}
, !- Vertex 17 X-coordinate {m}
, !- Vertex 17 Y-coordinate {m}
, !- Vertex 17 Z-coordinate {m}
, !- Vertex 18 X-coordinate {m}
, !- Vertex 18 Y-coordinate {m}
, !- Vertex 18 Z-coordinate {m}
, !- Vertex 19 X-coordinate {m}
, !- Vertex 19 Y-coordinate {m}
, !- Vertex 19 Z-coordinate {m}
, !- Vertex 20 X-coordinate {m}
, !- Vertex 20 Y-coordinate {m}
; !- Vertex 20 Z-coordinate {m}
BuildingSurface:Detailed,
L1-101-SalesAisle8_Srf_5,!- Name
Wall, !- Surface Type
Hole, !- Construction Name
L1-101-SalesAisle8 Thermal Zone, !- Zone Name
Surface, !- Outside Boundary Condition
L1-101-SalesRefrigerationAisle2_Srf_2, !- Outside Boundary Condition Object
NoSun, !- Sun Exposure
NoWind, !- Wind Exposure
, !- View Factor to Ground
4, !- Number of Vertices
61.239, !- Vertex 1 X-coordinate {m}
37.316, !- Vertex 1 Y-coordinate {m}
2.134, !- Vertex 1 Z-coordinate {m}
61.239, !- Vertex 2 X-coordinate {m}
37.316, !- Vertex 2 Y-coordinate {m}
0, !- Vertex 2 Z-coordinate {m}
61.239, !- Vertex 3 X-coordinate {m}
41.188, !- Vertex 3 Y-coordinate {m}
0, !- Vertex 3 Z-coordinate {m}
61.239, !- Vertex 4 X-coordinate {m}
41.188, !- Vertex 4 Y-coordinate {m}
2.134, !- Vertex 4 Z-coordinate {m}
, !- Vertex 5 X-coordinate {m}
, !- Vertex 5 Y-coordinate {m}
, !- Vertex 5 Z-coordinate {m}
, !- Vertex 6 X-coordinate {m}
, !- Vertex 6 Y-coordinate {m}
, !- Vertex 6 Z-coordinate {m}
, !- Vertex 7 X-coordinate {m}
, !- Vertex 7 Y-coordinate {m}
, !- Vertex 7 Z-coordinate {m}
, !- Vertex 8 X-coordinate {m}
, !- Vertex 8 Y-coordinate {m}
, !- Vertex 8 Z-coordinate {m}
, !- Vertex 9 X-coordinate {m}
, !- Vertex 9 Y-coordinate {m}
, !- Vertex 9 Z-coordinate {m}
, !- Vertex 10 X-coordinate {m}
, !- Vertex 10 Y-coordinate {m}
, !- Vertex 10 Z-coordinate {m}
, !- Vertex 11 X-coordinate {m}
, !- Vertex 11 Y-coordinate {m}
, !- Vertex 11 Z-coordinate {m}
, !- Vertex 12 X-coordinate {m}
, !- Vertex 12 Y-coordinate {m}
, !- Vertex 12 Z-coordinate {m}
, !- Vertex 13 X-coordinate {m}
, !- Vertex 13 Y-coordinate {m}
, !- Vertex 13 Z-coordinate {m}
, !- Vertex 14 X-coordinate {m}
, !- Vertex 14 Y-coordinate {m}
, !- Vertex 14 Z-coordinate {m}
, !- Vertex 15 X-coordinate {m}
, !- Vertex 15 Y-coordinate {m}
, !- Vertex 15 Z-coordinate {m}
, !- Vertex 16 X-coordinate {m}
, !- Vertex 16 Y-coordinate {m}
, !- Vertex 16 Z-coordinate {m}
, !- Vertex 17 X-coordinate {m}
, !- Vertex 17 Y-coordinate {m}
, !- Vertex 17 Z-coordinate {m}
, !- Vertex 18 X-coordinate {m}
, !- Vertex 18 Y-coordinate {m}
, !- Vertex 18 Z-coordinate {m}
, !- Vertex 19 X-coordinate {m}
, !- Vertex 19 Y-coordinate {m}
, !- Vertex 19 Z-coordinate {m}
, !- Vertex 20 X-coordinate {m}
, !- Vertex 20 Y-coordinate {m}
; !- Vertex 20 Z-coordinate {m}
BuildingSurface:Detailed,
L1-101-SalesAisle8_Srf_6,!- Name
Wall, !- Surface Type
Hole, !- Construction Name
L1-101-SalesAisle8 Thermal Zone, !- Zone Name
Surface, !- Outside Boundary Condition
L1-101-SalesRefrigerationAisle3_Srf_2, !- Outside Boundary Condition Object
NoSun, !- Sun Exposure
NoWind, !- Wind Exposure
, !- View Factor to Ground
4, !- Number of Vertices
61.239, !- Vertex 1 X-coordinate {m}
41.188, !- Vertex 1 Y-coordinate {m}
2.134, !- Vertex 1 Z-coordinate {m}
61.239, !- Vertex 2 X-coordinate {m}
41.188, !- Vertex 2 Y-coordinate {m}
0, !- Vertex 2 Z-coordinate {m}
61.239, !- Vertex 3 X-coordinate {m}
45.129, !- Vertex 3 Y-coordinate {m}
0, !- Vertex 3 Z-coordinate {m}
61.239, !- Vertex 4 X-coordinate {m}
45.129, !- Vertex 4 Y-coordinate {m}
2.134, !- Vertex 4 Z-coordinate {m}
, !- Vertex 5 X-coordinate {m}
, !- Vertex 5 Y-coordinate {m}
, !- Vertex 5 Z-coordinate {m}
, !- Vertex 6 X-coordinate {m}
, !- Vertex 6 Y-coordinate {m}
, !- Vertex 6 Z-coordinate {m}
, !- Vertex 7 X-coordinate {m}
, !- Vertex 7 Y-coordinate {m}
, !- Vertex 7 Z-coordinate {m}
, !- Vertex 8 X-coordinate {m}
, !- Vertex 8 Y-coordinate {m}
, !- Vertex 8 Z-coordinate {m}
, !- Vertex 9 X-coordinate {m}
, !- Vertex 9 Y-coordinate {m}
, !- Vertex 9 Z-coordinate {m}
, !- Vertex 10 X-coordinate {m}
, !- Vertex 10 Y-coordinate {m}
, !- Vertex 10 Z-coordinate {m}
, !- Vertex 11 X-coordinate {m}
, !- Vertex 11 Y-coordinate {m}
, !- Vertex 11 Z-coordinate {m}
, !- Vertex 12 X-coordinate {m}
, !- Vertex 12 Y-coordinate {m}
, !- Vertex 12 Z-coordinate {m}
, !- Vertex 13 X-coordinate {m}
, !- Vertex 13 Y-coordinate {m}
, !- Vertex 13 Z-coordinate {m}
, !- Vertex 14 X-coordinate {m}
, !- Vertex 14 Y-coordinate {m}
, !- Vertex 14 Z-coordinate {m}
, !- Vertex 15 X-coordinate {m}
, !- Vertex 15 Y-coordinate {m}
, !- Vertex 15 Z-coordinate {m}
, !- Vertex 16 X-coordinate {m}
, !- Vertex 16 Y-coordinate {m}
, !- Vertex 16 Z-coordinate {m}
, !- Vertex 17 X-coordinate {m}
, !- Vertex 17 Y-coordinate {m}
, !- Vertex 17 Z-coordinate {m}
, !- Vertex 18 X-coordinate {m}
, !- Vertex 18 Y-coordinate {m}
, !- Vertex 18 Z-coordinate {m}
, !- Vertex 19 X-coordinate {m}
, !- Vertex 19 Y-coordinate {m}
, !- Vertex 19 Z-coordinate {m}
, !- Vertex 20 X-coordinate {m}
, !- Vertex 20 Y-coordinate {m}
; !- Vertex 20 Z-coordinate {m}
BuildingSurface:Detailed,
L1-101-SalesAisle8_Srf_7,!- Name
Wall, !- Surface Type
Hole, !- Construction Name
L1-101-SalesAisle8 Thermal Zone, !- Zone Name
Surface, !- Outside Boundary Condition
L1-101-SalesRefrigerationAisle4_Srf_3, !- Outside Boundary Condition Object
NoSun, !- Sun Exposure
NoWind, !- Wind Exposure
, !- View Factor to Ground
4, !- Number of Vertices
61.239, !- Vertex 1 X-coordinate {m}
45.129, !- Vertex 1 Y-coordinate {m}
2.134, !- Vertex 1 Z-coordinate {m}
61.239, !- Vertex 2 X-coordinate {m}
45.129, !- Vertex 2 Y-coordinate {m}
0, !- Vertex 2 Z-coordinate {m}
61.239, !- Vertex 3 X-coordinate {m}
49.002, !- Vertex 3 Y-coordinate {m}
0, !- Vertex 3 Z-coordinate {m}
61.239, !- Vertex 4 X-coordinate {m}
49.002, !- Vertex 4 Y-coordinate {m}
2.134, !- Vertex 4 Z-coordinate {m}
, !- Vertex 5 X-coordinate {m}
, !- Vertex 5 Y-coordinate {m}
, !- Vertex 5 Z-coordinate {m}
, !- Vertex 6 X-coordinate {m}
, !- Vertex 6 Y-coordinate {m}
, !- Vertex 6 Z-coordinate {m}
, !- Vertex 7 X-coordinate {m}
, !- Vertex 7 Y-coordinate {m}
, !- Vertex 7 Z-coordinate {m}
, !- Vertex 8 X-coordinate {m}
, !- Vertex 8 Y-coordinate {m}
, !- Vertex 8 Z-coordinate {m}
, !- Vertex 9 X-coordinate {m}
, !- Vertex 9 Y-coordinate {m}
, !- Vertex 9 Z-coordinate {m}
, !- Vertex 10 X-coordinate {m}
, !- Vertex 10 Y-coordinate {m}
, !- Vertex 10 Z-coordinate {m}
, !- Vertex 11 X-coordinate {m}
, !- Vertex 11 Y-coordinate {m}
, !- Vertex 11 Z-coordinate {m}
, !- Vertex 12 X-coordinate {m}
, !- Vertex 12 Y-coordinate {m}
, !- Vertex 12 Z-coordinate {m}
, !- Vertex 13 X-coordinate {m}
, !- Vertex 13 Y-coordinate {m}
, !- Vertex 13 Z-coordinate {m}
, !- Vertex 14 X-coordinate {m}
, !- Vertex 14 Y-coordinate {m}
, !- Vertex 14 Z-coordinate {m}
, !- Vertex 15 X-coordinate {m}
, !- Vertex 15 Y-coordinate {m}
, !- Vertex 15 Z-coordinate {m}
, !- Vertex 16 X-coordinate {m}
, !- Vertex 16 Y-coordinate {m}
, !- Vertex 16 Z-coordinate {m}
, !- Vertex 17 X-coordinate {m}
, !- Vertex 17 Y-coordinate {m}
, !- Vertex 17 Z-coordinate {m}
, !- Vertex 18 X-coordinate {m}
, !- Vertex 18 Y-coordinate {m}
, !- Vertex 18 Z-coordinate {m}
, !- Vertex 19 X-coordinate {m}
, !- Vertex 19 Y-coordinate {m}
, !- Vertex 19 Z-coordinate {m}
, !- Vertex 20 X-coordinate {m}
, !- Vertex 20 Y-coordinate {m}
; !- Vertex 20 Z-coordinate {m}
BuildingSurface:Detailed,
L1-101-SalesAisle8_Srf_8,!- Name
Wall, !- Surface Type
Hole, !- Construction Name
L1-101-SalesAisle8 Thermal Zone, !- Zone Name
Surface, !- Outside Boundary Condition
L1-101-SalesRefrigerationAisle5_Srf_2, !- Outside Boundary Condition Object
NoSun, !- Sun Exposure
NoWind, !- Wind Exposure
, !- View Factor to Ground
4, !- Number of Vertices
61.239, !- Vertex 1 X-coordinate {m}
49.002, !- Vertex 1 Y-coordinate {m}
2.134, !- Vertex 1 Z-coordinate {m}
61.239, !- Vertex 2 X-coordinate {m}
49.002, !- Vertex 2 Y-coordinate {m}
0, !- Vertex 2 Z-coordinate {m}
61.239, !- Vertex 3 X-coordinate {m}
53.193, !- Vertex 3 Y-coordinate {m}
0, !- Vertex 3 Z-coordinate {m}
61.239, !- Vertex 4 X-coordinate {m}
53.193, !- Vertex 4 Y-coordinate {m}
2.134, !- Vertex 4 Z-coordinate {m}
, !- Vertex 5 X-coordinate {m}
, !- Vertex 5 Y-coordinate {m}
, !- Vertex 5 Z-coordinate {m}
, !- Vertex 6 X-coordinate {m}
, !- Vertex 6 Y-coordinate {m}
, !- Vertex 6 Z-coordinate {m}
, !- Vertex 7 X-coordinate {m}
, !- Vertex 7 Y-coordinate {m}
, !- Vertex 7 Z-coordinate {m}
, !- Vertex 8 X-coordinate {m}
, !- Vertex 8 Y-coordinate {m}
, !- Vertex 8 Z-coordinate {m}
, !- Vertex 9 X-coordinate {m}
, !- Vertex 9 Y-coordinate {m}
, !- Vertex 9 Z-coordinate {m}
, !- Vertex 10 X-coordinate {m}
, !- Vertex 10 Y-coordinate {m}
, !- Vertex 10 Z-coordinate {m}
, !- Vertex 11 X-coordinate {m}
, !- Vertex 11 Y-coordinate {m}
, !- Vertex 11 Z-coordinate {m}
, !- Vertex 12 X-coordinate {m}
, !- Vertex 12 Y-coordinate {m}
, !- Vertex 12 Z-coordinate {m}
, !- Vertex 13 X-coordinate {m}
, !- Vertex 13 Y-coordinate {m}
, !- Vertex 13 Z-coordinate {m}
, !- Vertex 14 X-coordinate {m}
, !- Vertex 14 Y-coordinate {m}
, !- Vertex 14 Z-coordinate {m}
, !- Vertex 15 X-coordinate {m}
, !- Vertex 15 Y-coordinate {m}
, !- Vertex 15 Z-coordinate {m}
, !- Vertex 16 X-coordinate {m}
, !- Vertex 16 Y-coordinate {m}
, !- Vertex 16 Z-coordinate {m}
, !- Vertex 17 X-coordinate {m}
, !- Vertex 17 Y-coordinate {m}
, !- Vertex 17 Z-coordinate {m}
, !- Vertex 18 X-coordinate {m}
, !- Vertex 18 Y-coordinate {m}
, !- Vertex 18 Z-coordinate {m}
, !- Vertex 19 X-coordinate {m}
, !- Vertex 19 Y-coordinate {m}
, !- Vertex 19 Z-coordinate {m}
, !- Vertex 20 X-coordinate {m}
, !- Vertex 20 Y-coordinate {m}
; !- Vertex 20 Z-coordinate {m}
BuildingSurface:Detailed,
L1-101-SalesAisle8_Srf_9,!- Name
Wall, !- Surface Type
Hole, !- Construction Name
L1-101-SalesAisle8 Thermal Zone, !- Zone Name
Surface, !- Outside Boundary Condition
L1-101-SalesRefrigerationEndcap1_Srf_5, !- Outside Boundary Condition Object
NoSun, !- Sun Exposure
NoWind, !- Wind Exposure
, !- View Factor to Ground
4, !- Number of Vertices
61.239, !- Vertex 1 X-coordinate {m}
53.193, !- Vertex 1 Y-coordinate {m}
2.134, !- Vertex 1 Z-coordinate {m}
61.239, !- Vertex 2 X-coordinate {m}
53.193, !- Vertex 2 Y-coordinate {m}
0, !- Vertex 2 Z-coordinate {m}
60.575, !- Vertex 3 X-coordinate {m}
53.193, !- Vertex 3 Y-coordinate {m}
0, !- Vertex 3 Z-coordinate {m}
60.575, !- Vertex 4 X-coordinate {m}
53.193, !- Vertex 4 Y-coordinate {m}
2.134, !- Vertex 4 Z-coordinate {m}
, !- Vertex 5 X-coordinate {m}
, !- Vertex 5 Y-coordinate {m}
, !- Vertex 5 Z-coordinate {m}
, !- Vertex 6 X-coordinate {m}
, !- Vertex 6 Y-coordinate {m}
, !- Vertex 6 Z-coordinate {m}
, !- Vertex 7 X-coordinate {m}
, !- Vertex 7 Y-coordinate {m}
, !- Vertex 7 Z-coordinate {m}
, !- Vertex 8 X-coordinate {m}
, !- Vertex 8 Y-coordinate {m}
, !- Vertex 8 Z-coordinate {m}
, !- Vertex 9 X-coordinate {m}
, !- Vertex 9 Y-coordinate {m}
, !- Vertex 9 Z-coordinate {m}
, !- Vertex 10 X-coordinate {m}
, !- Vertex 10 Y-coordinate {m}
, !- Vertex 10 Z-coordinate {m}
, !- Vertex 11 X-coordinate {m}
, !- Vertex 11 Y-coordinate {m}
, !- Vertex 11 Z-coordinate {m}
, !- Vertex 12 X-coordinate {m}
, !- Vertex 12 Y-coordinate {m}
, !- Vertex 12 Z-coordinate {m}
, !- Vertex 13 X-coordinate {m}
, !- Vertex 13 Y-coordinate {m}
, !- Vertex 13 Z-coordinate {m}
, !- Vertex 14 X-coordinate {m}
, !- Vertex 14 Y-coordinate {m}
, !- Vertex 14 Z-coordinate {m}
, !- Vertex 15 X-coordinate {m}
, !- Vertex 15 Y-coordinate {m}
, !- Vertex 15 Z-coordinate {m}
, !- Vertex 16 X-coordinate {m}
, !- Vertex 16 Y-coordinate {m}
, !- Vertex 16 Z-coordinate {m}
, !- Vertex 17 X-coordinate {m}
, !- Vertex 17 Y-coordinate {m}
, !- Vertex 17 Z-coordinate {m}
, !- Vertex 18 X-coordinate {m}
, !- Vertex 18 Y-coordinate {m}
, !- Vertex 18 Z-coordinate {m}
, !- Vertex 19 X-coordinate {m}
, !- Vertex 19 Y-coordinate {m}
, !- Vertex 19 Z-coordinate {m}
, !- Vertex 20 X-coordinate {m}
, !- Vertex 20 Y-coordinate {m}
; !- Vertex 20 Z-coordinate {m}
BuildingSurface:Detailed,
L1-101-SalesAisle9_Srf_0,!- Name
Floor, !- Surface Type
Hole, !- Construction Name
L1-101-SalesAisle9 Thermal Zone, !- Zone Name
ground, !- Outside Boundary Condition
, !- Outside Boundary Condition Object
NoSun, !- Sun Exposure
NoWind, !- Wind Exposure
, !- View Factor to Ground
4, !- Number of Vertices
66.272, !- Vertex 1 X-coordinate {m}
46.329, !- Vertex 1 Y-coordinate {m}
0, !- Vertex 1 Z-coordinate {m}
66.272, !- Vertex 2 X-coordinate {m}
35.296, !- Vertex 2 Y-coordinate {m}
0, !- Vertex 2 Z-coordinate {m}
63.856, !- Vertex 3 X-coordinate {m}
35.296, !- Vertex 3 Y-coordinate {m}
0, !- Vertex 3 Z-coordinate {m}
63.856, !- Vertex 4 X-coordinate {m}
46.329, !- Vertex 4 Y-coordinate {m}
0, !- Vertex 4 Z-coordinate {m}
, !- Vertex 5 X-coordinate {m}
, !- Vertex 5 Y-coordinate {m}
, !- Vertex 5 Z-coordinate {m}
, !- Vertex 6 X-coordinate {m}
, !- Vertex 6 Y-coordinate {m}
, !- Vertex 6 Z-coordinate {m}
, !- Vertex 7 X-coordinate {m}
, !- Vertex 7 Y-coordinate {m}
, !- Vertex 7 Z-coordinate {m}
, !- Vertex 8 X-coordinate {m}
, !- Vertex 8 Y-coordinate {m}
, !- Vertex 8 Z-coordinate {m}
, !- Vertex 9 X-coordinate {m}
, !- Vertex 9 Y-coordinate {m}
, !- Vertex 9 Z-coordinate {m}
, !- Vertex 10 X-coordinate {m}
, !- Vertex 10 Y-coordinate {m}
, !- Vertex 10 Z-coordinate {m}
, !- Vertex 11 X-coordinate {m}
, !- Vertex 11 Y-coordinate {m}
, !- Vertex 11 Z-coordinate {m}
, !- Vertex 12 X-coordinate {m}
, !- Vertex 12 Y-coordinate {m}
, !- Vertex 12 Z-coordinate {m}
, !- Vertex 13 X-coordinate {m}
, !- Vertex 13 Y-coordinate {m}
, !- Vertex 13 Z-coordinate {m}
, !- Vertex 14 X-coordinate {m}
, !- Vertex 14 Y-coordinate {m}
, !- Vertex 14 Z-coordinate {m}
, !- Vertex 15 X-coordinate {m}
, !- Vertex 15 Y-coordinate {m}
, !- Vertex 15 Z-coordinate {m}
, !- Vertex 16 X-coordinate {m}
, !- Vertex 16 Y-coordinate {m}
, !- Vertex 16 Z-coordinate {m}
, !- Vertex 17 X-coordinate {m}
, !- Vertex 17 Y-coordinate {m}
, !- Vertex 17 Z-coordinate {m}
, !- Vertex 18 X-coordinate {m}
, !- Vertex 18 Y-coordinate {m}
, !- Vertex 18 Z-coordinate {m}
, !- Vertex 19 X-coordinate {m}
, !- Vertex 19 Y-coordinate {m}
, !- Vertex 19 Z-coordinate {m}
, !- Vertex 20 X-coordinate {m}
, !- Vertex 20 Y-coordinate {m}
; !- Vertex 20 Z-coordinate {m}
BuildingSurface:Detailed,
L1-101-SalesAisle9_Srf_1,!- Name
Wall, !- Surface Type
Hole, !- Construction Name
L1-101-SalesAisle9 Thermal Zone, !- Zone Name
Surface, !- Outside Boundary Condition
L1-101-SalesRefrigerationAisle1_Srf_3, !- Outside Boundary Condition Object
NoSun, !- Sun Exposure
NoWind, !- Wind Exposure
, !- View Factor to Ground
4, !- Number of Vertices
63.856, !- Vertex 1 X-coordinate {m}
37.316, !- Vertex 1 Y-coordinate {m}
2.134, !- Vertex 1 Z-coordinate {m}
63.856, !- Vertex 2 X-coordinate {m}
37.316, !- Vertex 2 Y-coordinate {m}
0, !- Vertex 2 Z-coordinate {m}
63.856, !- Vertex 3 X-coordinate {m}
35.296, !- Vertex 3 Y-coordinate {m}
0, !- Vertex 3 Z-coordinate {m}
63.856, !- Vertex 4 X-coordinate {m}
35.296, !- Vertex 4 Y-coordinate {m}
2.134, !- Vertex 4 Z-coordinate {m}
, !- Vertex 5 X-coordinate {m}
, !- Vertex 5 Y-coordinate {m}
, !- Vertex 5 Z-coordinate {m}
, !- Vertex 6 X-coordinate {m}
, !- Vertex 6 Y-coordinate {m}
, !- Vertex 6 Z-coordinate {m}
, !- Vertex 7 X-coordinate {m}
, !- Vertex 7 Y-coordinate {m}
, !- Vertex 7 Z-coordinate {m}
, !- Vertex 8 X-coordinate {m}
, !- Vertex 8 Y-coordinate {m}
, !- Vertex 8 Z-coordinate {m}
, !- Vertex 9 X-coordinate {m}
, !- Vertex 9 Y-coordinate {m}
, !- Vertex 9 Z-coordinate {m}
, !- Vertex 10 X-coordinate {m}
, !- Vertex 10 Y-coordinate {m}
, !- Vertex 10 Z-coordinate {m}
, !- Vertex 11 X-coordinate {m}
, !- Vertex 11 Y-coordinate {m}
, !- Vertex 11 Z-coordinate {m}
, !- Vertex 12 X-coordinate {m}
, !- Vertex 12 Y-coordinate {m}
, !- Vertex 12 Z-coordinate {m}
, !- Vertex 13 X-coordinate {m}
, !- Vertex 13 Y-coordinate {m}
, !- Vertex 13 Z-coordinate {m}
, !- Vertex 14 X-coordinate {m}
, !- Vertex 14 Y-coordinate {m}
, !- Vertex 14 Z-coordinate {m}
, !- Vertex 15 X-coordinate {m}
, !- Vertex 15 Y-coordinate {m}
, !- Vertex 15 Z-coordinate {m}
, !- Vertex 16 X-coordinate {m}
, !- Vertex 16 Y-coordinate {m}
, !- Vertex 16 Z-coordinate {m}
, !- Vertex 17 X-coordinate {m}
, !- Vertex 17 Y-coordinate {m}
, !- Vertex 17 Z-coordinate {m}
, !- Vertex 18 X-coordinate {m}
, !- Vertex 18 Y-coordinate {m}
, !- Vertex 18 Z-coordinate {m}
, !- Vertex 19 X-coordinate {m}
, !- Vertex 19 Y-coordinate {m}
, !- Vertex 19 Z-coordinate {m}
, !- Vertex 20 X-coordinate {m}
, !- Vertex 20 Y-coordinate {m}
; !- Vertex 20 Z-coordinate {m}
BuildingSurface:Detailed,
L1-101-SalesAisle9_Srf_2,!- Name
Wall, !- Surface Type
Hole, !- Construction Name
L1-101-SalesAisle9 Thermal Zone, !- Zone Name
Surface, !- Outside Boundary Condition
L1-101-SalesCirculation2_Srf_16, !- Outside Boundary Condition Object
NoSun, !- Sun Exposure
NoWind, !- Wind Exposure
, !- View Factor to Ground
4, !- Number of Vertices
63.856, !- Vertex 1 X-coordinate {m}
35.296, !- Vertex 1 Y-coordinate {m}
2.134, !- Vertex 1 Z-coordinate {m}
63.856, !- Vertex 2 X-coordinate {m}
35.296, !- Vertex 2 Y-coordinate {m}
0, !- Vertex 2 Z-coordinate {m}
65.196, !- Vertex 3 X-coordinate {m}
35.296, !- Vertex 3 Y-coordinate {m}
0, !- Vertex 3 Z-coordinate {m}
65.196, !- Vertex 4 X-coordinate {m}
35.296, !- Vertex 4 Y-coordinate {m}
2.134, !- Vertex 4 Z-coordinate {m}
, !- Vertex 5 X-coordinate {m}
, !- Vertex 5 Y-coordinate {m}
, !- Vertex 5 Z-coordinate {m}
, !- Vertex 6 X-coordinate {m}
, !- Vertex 6 Y-coordinate {m}
, !- Vertex 6 Z-coordinate {m}
, !- Vertex 7 X-coordinate {m}
, !- Vertex 7 Y-coordinate {m}
, !- Vertex 7 Z-coordinate {m}
, !- Vertex 8 X-coordinate {m}
, !- Vertex 8 Y-coordinate {m}
, !- Vertex 8 Z-coordinate {m}
, !- Vertex 9 X-coordinate {m}
, !- Vertex 9 Y-coordinate {m}
, !- Vertex 9 Z-coordinate {m}
, !- Vertex 10 X-coordinate {m}
, !- Vertex 10 Y-coordinate {m}
, !- Vertex 10 Z-coordinate {m}
, !- Vertex 11 X-coordinate {m}
, !- Vertex 11 Y-coordinate {m}
, !- Vertex 11 Z-coordinate {m}
, !- Vertex 12 X-coordinate {m}
, !- Vertex 12 Y-coordinate {m}
, !- Vertex 12 Z-coordinate {m}
, !- Vertex 13 X-coordinate {m}
, !- Vertex 13 Y-coordinate {m}
, !- Vertex 13 Z-coordinate {m}
, !- Vertex 14 X-coordinate {m}
, !- Vertex 14 Y-coordinate {m}
, !- Vertex 14 Z-coordinate {m}
, !- Vertex 15 X-coordinate {m}
, !- Vertex 15 Y-coordinate {m}
, !- Vertex 15 Z-coordinate {m}
, !- Vertex 16 X-coordinate {m}
, !- Vertex 16 Y-coordinate {m}
, !- Vertex 16 Z-coordinate {m}
, !- Vertex 17 X-coordinate {m}
, !- Vertex 17 Y-coordinate {m}
, !- Vertex 17 Z-coordinate {m}
, !- Vertex 18 X-coordinate {m}
, !- Vertex 18 Y-coordinate {m}
, !- Vertex 18 Z-coordinate {m}
, !- Vertex 19 X-coordinate {m}
, !- Vertex 19 Y-coordinate {m}
, !- Vertex 19 Z-coordinate {m}
, !- Vertex 20 X-coordinate {m}
, !- Vertex 20 Y-coordinate {m}
; !- Vertex 20 Z-coordinate {m}
BuildingSurface:Detailed,
L1-101-SalesAisle9_Srf_3,!- Name
Wall, !- Surface Type
Hole, !- Construction Name
L1-101-SalesAisle9 Thermal Zone, !- Zone Name
Surface, !- Outside Boundary Condition
L1-101-SalesRefrigerationEndcap3_Srf_6, !- Outside Boundary Condition Object
NoSun, !- Sun Exposure
NoWind, !- Wind Exposure
, !- View Factor to Ground
4, !- Number of Vertices
65.196, !- Vertex 1 X-coordinate {m}
35.296, !- Vertex 1 Y-coordinate {m}
2.134, !- Vertex 1 Z-coordinate {m}
65.196, !- Vertex 2 X-coordinate {m}
35.296, !- Vertex 2 Y-coordinate {m}
0, !- Vertex 2 Z-coordinate {m}
66.272, !- Vertex 3 X-coordinate {m}
35.296, !- Vertex 3 Y-coordinate {m}
0, !- Vertex 3 Z-coordinate {m}
66.272, !- Vertex 4 X-coordinate {m}
35.296, !- Vertex 4 Y-coordinate {m}
2.134, !- Vertex 4 Z-coordinate {m}
, !- Vertex 5 X-coordinate {m}
, !- Vertex 5 Y-coordinate {m}
, !- Vertex 5 Z-coordinate {m}
, !- Vertex 6 X-coordinate {m}
, !- Vertex 6 Y-coordinate {m}
, !- Vertex 6 Z-coordinate {m}
, !- Vertex 7 X-coordinate {m}
, !- Vertex 7 Y-coordinate {m}
, !- Vertex 7 Z-coordinate {m}
, !- Vertex 8 X-coordinate {m}
, !- Vertex 8 Y-coordinate {m}
, !- Vertex 8 Z-coordinate {m}
, !- Vertex 9 X-coordinate {m}
, !- Vertex 9 Y-coordinate {m}
, !- Vertex 9 Z-coordinate {m}
, !- Vertex 10 X-coordinate {m}
, !- Vertex 10 Y-coordinate {m}
, !- Vertex 10 Z-coordinate {m}
, !- Vertex 11 X-coordinate {m}
, !- Vertex 11 Y-coordinate {m}
, !- Vertex 11 Z-coordinate {m}
, !- Vertex 12 X-coordinate {m}
, !- Vertex 12 Y-coordinate {m}
, !- Vertex 12 Z-coordinate {m}
, !- Vertex 13 X-coordinate {m}
, !- Vertex 13 Y-coordinate {m}
, !- Vertex 13 Z-coordinate {m}
, !- Vertex 14 X-coordinate {m}
, !- Vertex 14 Y-coordinate {m}
, !- Vertex 14 Z-coordinate {m}
, !- Vertex 15 X-coordinate {m}
, !- Vertex 15 Y-coordinate {m}
, !- Vertex 15 Z-coordinate {m}
, !- Vertex 16 X-coordinate {m}
, !- Vertex 16 Y-coordinate {m}
, !- Vertex 16 Z-coordinate {m}
, !- Vertex 17 X-coordinate {m}
, !- Vertex 17 Y-coordinate {m}
, !- Vertex 17 Z-coordinate {m}
, !- Vertex 18 X-coordinate {m}
, !- Vertex 18 Y-coordinate {m}
, !- Vertex 18 Z-coordinate {m}
, !- Vertex 19 X-coordinate {m}
, !- Vertex 19 Y-coordinate {m}
, !- Vertex 19 Z-coordinate {m}
, !- Vertex 20 X-coordinate {m}
, !- Vertex 20 Y-coordinate {m}
; !- Vertex 20 Z-coordinate {m}
BuildingSurface:Detailed,
L1-101-SalesAisle9_Srf_4,!- Name
Wall, !- Surface Type
Hole, !- Construction Name
L1-101-SalesAisle9 Thermal Zone, !- Zone Name
Surface, !- Outside Boundary Condition
L1-101-SalesAisle10_Srf_2, !- Outside Boundary Condition Object
NoSun, !- Sun Exposure
NoWind, !- Wind Exposure
, !- View Factor to Ground
4, !- Number of Vertices
66.272, !- Vertex 1 X-coordinate {m}
35.296, !- Vertex 1 Y-coordinate {m}
2.134, !- Vertex 1 Z-coordinate {m}
66.272, !- Vertex 2 X-coordinate {m}
35.296, !- Vertex 2 Y-coordinate {m}
0, !- Vertex 2 Z-coordinate {m}
66.272, !- Vertex 3 X-coordinate {m}
46.329, !- Vertex 3 Y-coordinate {m}
0, !- Vertex 3 Z-coordinate {m}
66.272, !- Vertex 4 X-coordinate {m}
46.329, !- Vertex 4 Y-coordinate {m}
2.134, !- Vertex 4 Z-coordinate {m}
, !- Vertex 5 X-coordinate {m}
, !- Vertex 5 Y-coordinate {m}
, !- Vertex 5 Z-coordinate {m}
, !- Vertex 6 X-coordinate {m}
, !- Vertex 6 Y-coordinate {m}
, !- Vertex 6 Z-coordinate {m}
, !- Vertex 7 X-coordinate {m}
, !- Vertex 7 Y-coordinate {m}
, !- Vertex 7 Z-coordinate {m}
, !- Vertex 8 X-coordinate {m}
, !- Vertex 8 Y-coordinate {m}
, !- Vertex 8 Z-coordinate {m}
, !- Vertex 9 X-coordinate {m}
, !- Vertex 9 Y-coordinate {m}
, !- Vertex 9 Z-coordinate {m}
, !- Vertex 10 X-coordinate {m}
, !- Vertex 10 Y-coordinate {m}
, !- Vertex 10 Z-coordinate {m}
, !- Vertex 11 X-coordinate {m}
, !- Vertex 11 Y-coordinate {m}
, !- Vertex 11 Z-coordinate {m}
, !- Vertex 12 X-coordinate {m}
, !- Vertex 12 Y-coordinate {m}
, !- Vertex 12 Z-coordinate {m}
, !- Vertex 13 X-coordinate {m}
, !- Vertex 13 Y-coordinate {m}
, !- Vertex 13 Z-coordinate {m}
, !- Vertex 14 X-coordinate {m}
, !- Vertex 14 Y-coordinate {m}
, !- Vertex 14 Z-coordinate {m}
, !- Vertex 15 X-coordinate {m}
, !- Vertex 15 Y-coordinate {m}
, !- Vertex 15 Z-coordinate {m}
, !- Vertex 16 X-coordinate {m}
, !- Vertex 16 Y-coordinate {m}
, !- Vertex 16 Z-coordinate {m}
, !- Vertex 17 X-coordinate {m}
, !- Vertex 17 Y-coordinate {m}
, !- Vertex 17 Z-coordinate {m}
, !- Vertex 18 X-coordinate {m}
, !- Vertex 18 Y-coordinate {m}
, !- Vertex 18 Z-coordinate {m}
, !- Vertex 19 X-coordinate {m}
, !- Vertex 19 Y-coordinate {m}
, !- Vertex 19 Z-coordinate {m}
, !- Vertex 20 X-coordinate {m}
, !- Vertex 20 Y-coordinate {m}
; !- Vertex 20 Z-coordinate {m}
BuildingSurface:Detailed,
L1-101-SalesAisle9_Srf_5,!- Name
Wall, !- Surface Type
Hole, !- Construction Name
L1-101-SalesAisle9 Thermal Zone, !- Zone Name
Surface, !- Outside Boundary Condition
L1-101-SalesRefrigerationAisle7_Srf_2, !- Outside Boundary Condition Object
NoSun, !- Sun Exposure
NoWind, !- Wind Exposure
, !- View Factor to Ground
4, !- Number of Vertices
66.272, !- Vertex 1 X-coordinate {m}
46.329, !- Vertex 1 Y-coordinate {m}
2.134, !- Vertex 1 Z-coordinate {m}
66.272, !- Vertex 2 X-coordinate {m}
46.329, !- Vertex 2 Y-coordinate {m}
0, !- Vertex 2 Z-coordinate {m}
63.856, !- Vertex 3 X-coordinate {m}
46.329, !- Vertex 3 Y-coordinate {m}
0, !- Vertex 3 Z-coordinate {m}
63.856, !- Vertex 4 X-coordinate {m}
46.329, !- Vertex 4 Y-coordinate {m}
2.134, !- Vertex 4 Z-coordinate {m}
, !- Vertex 5 X-coordinate {m}
, !- Vertex 5 Y-coordinate {m}
, !- Vertex 5 Z-coordinate {m}
, !- Vertex 6 X-coordinate {m}
, !- Vertex 6 Y-coordinate {m}
, !- Vertex 6 Z-coordinate {m}
, !- Vertex 7 X-coordinate {m}
, !- Vertex 7 Y-coordinate {m}
, !- Vertex 7 Z-coordinate {m}
, !- Vertex 8 X-coordinate {m}
, !- Vertex 8 Y-coordinate {m}
, !- Vertex 8 Z-coordinate {m}
, !- Vertex 9 X-coordinate {m}
, !- Vertex 9 Y-coordinate {m}
, !- Vertex 9 Z-coordinate {m}
, !- Vertex 10 X-coordinate {m}
, !- Vertex 10 Y-coordinate {m}
, !- Vertex 10 Z-coordinate {m}
, !- Vertex 11 X-coordinate {m}
, !- Vertex 11 Y-coordinate {m}
, !- Vertex 11 Z-coordinate {m}
, !- Vertex 12 X-coordinate {m}
, !- Vertex 12 Y-coordinate {m}
, !- Vertex 12 Z-coordinate {m}
, !- Vertex 13 X-coordinate {m}
, !- Vertex 13 Y-coordinate {m}
, !- Vertex 13 Z-coordinate {m}
, !- Vertex 14 X-coordinate {m}
, !- Vertex 14 Y-coordinate {m}
, !- Vertex 14 Z-coordinate {m}
, !- Vertex 15 X-coordinate {m}
, !- Vertex 15 Y-coordinate {m}
, !- Vertex 15 Z-coordinate {m}
, !- Vertex 16 X-coordinate {m}
, !- Vertex 16 Y-coordinate {m}
, !- Vertex 16 Z-coordinate {m}
, !- Vertex 17 X-coordinate {m}
, !- Vertex 17 Y-coordinate {m}
, !- Vertex 17 Z-coordinate {m}
, !- Vertex 18 X-coordinate {m}
, !- Vertex 18 Y-coordinate {m}
, !- Vertex 18 Z-coordinate {m}
, !- Vertex 19 X-coordinate {m}
, !- Vertex 19 Y-coordinate {m}
, !- Vertex 19 Z-coordinate {m}
, !- Vertex 20 X-coordinate {m}
, !- Vertex 20 Y-coordinate {m}
; !- Vertex 20 Z-coordinate {m}
BuildingSurface:Detailed,
L1-101-SalesAisle9_Srf_6,!- Name
Wall, !- Surface Type
Hole, !- Construction Name
L1-101-SalesAisle9 Thermal Zone, !- Zone Name
Surface, !- Outside Boundary Condition
L1-101-SalesRefrigerationAisle4_Srf_5, !- Outside Boundary Condition Object
NoSun, !- Sun Exposure
NoWind, !- Wind Exposure
, !- View Factor to Ground
4, !- Number of Vertices
63.856, !- Vertex 1 X-coordinate {m}
46.329, !- Vertex 1 Y-coordinate {m}
2.134, !- Vertex 1 Z-coordinate {m}
63.856, !- Vertex 2 X-coordinate {m}
46.329, !- Vertex 2 Y-coordinate {m}
0, !- Vertex 2 Z-coordinate {m}
63.856, !- Vertex 3 X-coordinate {m}
45.129, !- Vertex 3 Y-coordinate {m}
0, !- Vertex 3 Z-coordinate {m}
63.856, !- Vertex 4 X-coordinate {m}
45.129, !- Vertex 4 Y-coordinate {m}
2.134, !- Vertex 4 Z-coordinate {m}
, !- Vertex 5 X-coordinate {m}
, !- Vertex 5 Y-coordinate {m}
, !- Vertex 5 Z-coordinate {m}
, !- Vertex 6 X-coordinate {m}
, !- Vertex 6 Y-coordinate {m}
, !- Vertex 6 Z-coordinate {m}
, !- Vertex 7 X-coordinate {m}
, !- Vertex 7 Y-coordinate {m}
, !- Vertex 7 Z-coordinate {m}
, !- Vertex 8 X-coordinate {m}
, !- Vertex 8 Y-coordinate {m}
, !- Vertex 8 Z-coordinate {m}
, !- Vertex 9 X-coordinate {m}
, !- Vertex 9 Y-coordinate {m}
, !- Vertex 9 Z-coordinate {m}
, !- Vertex 10 X-coordinate {m}
, !- Vertex 10 Y-coordinate {m}
, !- Vertex 10 Z-coordinate {m}
, !- Vertex 11 X-coordinate {m}
, !- Vertex 11 Y-coordinate {m}
, !- Vertex 11 Z-coordinate {m}
, !- Vertex 12 X-coordinate {m}
, !- Vertex 12 Y-coordinate {m}
, !- Vertex 12 Z-coordinate {m}
, !- Vertex 13 X-coordinate {m}
, !- Vertex 13 Y-coordinate {m}
, !- Vertex 13 Z-coordinate {m}
, !- Vertex 14 X-coordinate {m}
, !- Vertex 14 Y-coordinate {m}
, !- Vertex 14 Z-coordinate {m}
, !- Vertex 15 X-coordinate {m}
, !- Vertex 15 Y-coordinate {m}
, !- Vertex 15 Z-coordinate {m}
, !- Vertex 16 X-coordinate {m}
, !- Vertex 16 Y-coordinate {m}
, !- Vertex 16 Z-coordinate {m}
, !- Vertex 17 X-coordinate {m}
, !- Vertex 17 Y-coordinate {m}
, !- Vertex 17 Z-coordinate {m}
, !- Vertex 18 X-coordinate {m}
, !- Vertex 18 Y-coordinate {m}
, !- Vertex 18 Z-coordinate {m}
, !- Vertex 19 X-coordinate {m}
, !- Vertex 19 Y-coordinate {m}
, !- Vertex 19 Z-coordinate {m}
, !- Vertex 20 X-coordinate {m}
, !- Vertex 20 Y-coordinate {m}
; !- Vertex 20 Z-coordinate {m}
BuildingSurface:Detailed,
L1-101-SalesAisle9_Srf_7,!- Name
Wall, !- Surface Type
Hole, !- Construction Name
L1-101-SalesAisle9 Thermal Zone, !- Zone Name
Surface, !- Outside Boundary Condition
L1-101-SalesRefrigerationAisle3_Srf_4, !- Outside Boundary Condition Object
NoSun, !- Sun Exposure
NoWind, !- Wind Exposure
, !- View Factor to Ground
4, !- Number of Vertices
63.856, !- Vertex 1 X-coordinate {m}
45.129, !- Vertex 1 Y-coordinate {m}
2.134, !- Vertex 1 Z-coordinate {m}
63.856, !- Vertex 2 X-coordinate {m}
45.129, !- Vertex 2 Y-coordinate {m}
0, !- Vertex 2 Z-coordinate {m}
63.856, !- Vertex 3 X-coordinate {m}
41.188, !- Vertex 3 Y-coordinate {m}
0, !- Vertex 3 Z-coordinate {m}
63.856, !- Vertex 4 X-coordinate {m}
41.188, !- Vertex 4 Y-coordinate {m}
2.134, !- Vertex 4 Z-coordinate {m}
, !- Vertex 5 X-coordinate {m}
, !- Vertex 5 Y-coordinate {m}
, !- Vertex 5 Z-coordinate {m}
, !- Vertex 6 X-coordinate {m}
, !- Vertex 6 Y-coordinate {m}
, !- Vertex 6 Z-coordinate {m}
, !- Vertex 7 X-coordinate {m}
, !- Vertex 7 Y-coordinate {m}
, !- Vertex 7 Z-coordinate {m}
, !- Vertex 8 X-coordinate {m}
, !- Vertex 8 Y-coordinate {m}
, !- Vertex 8 Z-coordinate {m}
, !- Vertex 9 X-coordinate {m}
, !- Vertex 9 Y-coordinate {m}
, !- Vertex 9 Z-coordinate {m}
, !- Vertex 10 X-coordinate {m}
, !- Vertex 10 Y-coordinate {m}
, !- Vertex 10 Z-coordinate {m}
, !- Vertex 11 X-coordinate {m}
, !- Vertex 11 Y-coordinate {m}
, !- Vertex 11 Z-coordinate {m}
, !- Vertex 12 X-coordinate {m}
, !- Vertex 12 Y-coordinate {m}
, !- Vertex 12 Z-coordinate {m}
, !- Vertex 13 X-coordinate {m}
, !- Vertex 13 Y-coordinate {m}
, !- Vertex 13 Z-coordinate {m}
, !- Vertex 14 X-coordinate {m}
, !- Vertex 14 Y-coordinate {m}
, !- Vertex 14 Z-coordinate {m}
, !- Vertex 15 X-coordinate {m}
, !- Vertex 15 Y-coordinate {m}
, !- Vertex 15 Z-coordinate {m}
, !- Vertex 16 X-coordinate {m}
, !- Vertex 16 Y-coordinate {m}
, !- Vertex 16 Z-coordinate {m}
, !- Vertex 17 X-coordinate {m}
, !- Vertex 17 Y-coordinate {m}
, !- Vertex 17 Z-coordinate {m}
, !- Vertex 18 X-coordinate {m}
, !- Vertex 18 Y-coordinate {m}
, !- Vertex 18 Z-coordinate {m}
, !- Vertex 19 X-coordinate {m}
, !- Vertex 19 Y-coordinate {m}
, !- Vertex 19 Z-coordinate {m}
, !- Vertex 20 X-coordinate {m}
, !- Vertex 20 Y-coordinate {m}
; !- Vertex 20 Z-coordinate {m}
BuildingSurface:Detailed,
L1-101-SalesAisle9_Srf_8,!- Name
Wall, !- Surface Type
Hole, !- Construction Name
L1-101-SalesAisle9 Thermal Zone, !- Zone Name
Surface, !- Outside Boundary Condition
L1-101-SalesRefrigerationAisle2_Srf_4, !- Outside Boundary Condition Object
NoSun, !- Sun Exposure
NoWind, !- Wind Exposure
, !- View Factor to Ground
4, !- Number of Vertices
63.856, !- Vertex 1 X-coordinate {m}
41.188, !- Vertex 1 Y-coordinate {m}
2.134, !- Vertex 1 Z-coordinate {m}
63.856, !- Vertex 2 X-coordinate {m}
41.188, !- Vertex 2 Y-coordinate {m}
0, !- Vertex 2 Z-coordinate {m}
63.856, !- Vertex 3 X-coordinate {m}
37.316, !- Vertex 3 Y-coordinate {m}
0, !- Vertex 3 Z-coordinate {m}
63.856, !- Vertex 4 X-coordinate {m}
37.316, !- Vertex 4 Y-coordinate {m}
2.134, !- Vertex 4 Z-coordinate {m}
, !- Vertex 5 X-coordinate {m}
, !- Vertex 5 Y-coordinate {m}
, !- Vertex 5 Z-coordinate {m}
, !- Vertex 6 X-coordinate {m}
, !- Vertex 6 Y-coordinate {m}
, !- Vertex 6 Z-coordinate {m}
, !- Vertex 7 X-coordinate {m}
, !- Vertex 7 Y-coordinate {m}
, !- Vertex 7 Z-coordinate {m}
, !- Vertex 8 X-coordinate {m}
, !- Vertex 8 Y-coordinate {m}
, !- Vertex 8 Z-coordinate {m}
, !- Vertex 9 X-coordinate {m}
, !- Vertex 9 Y-coordinate {m}
, !- Vertex 9 Z-coordinate {m}
, !- Vertex 10 X-coordinate {m}
, !- Vertex 10 Y-coordinate {m}
, !- Vertex 10 Z-coordinate {m}
, !- Vertex 11 X-coordinate {m}
, !- Vertex 11 Y-coordinate {m}
, !- Vertex 11 Z-coordinate {m}
, !- Vertex 12 X-coordinate {m}
, !- Vertex 12 Y-coordinate {m}
, !- Vertex 12 Z-coordinate {m}
, !- Vertex 13 X-coordinate {m}
, !- Vertex 13 Y-coordinate {m}
, !- Vertex 13 Z-coordinate {m}
, !- Vertex 14 X-coordinate {m}
, !- Vertex 14 Y-coordinate {m}
, !- Vertex 14 Z-coordinate {m}
, !- Vertex 15 X-coordinate {m}
, !- Vertex 15 Y-coordinate {m}
, !- Vertex 15 Z-coordinate {m}
, !- Vertex 16 X-coordinate {m}
, !- Vertex 16 Y-coordinate {m}
, !- Vertex 16 Z-coordinate {m}
, !- Vertex 17 X-coordinate {m}
, !- Vertex 17 Y-coordinate {m}
, !- Vertex 17 Z-coordinate {m}
, !- Vertex 18 X-coordinate {m}
, !- Vertex 18 Y-coordinate {m}
, !- Vertex 18 Z-coordinate {m}
, !- Vertex 19 X-coordinate {m}
, !- Vertex 19 Y-coordinate {m}
, !- Vertex 19 Z-coordinate {m}
, !- Vertex 20 X-coordinate {m}
, !- Vertex 20 Y-coordinate {m}
; !- Vertex 20 Z-coordinate {m}
BuildingSurface:Detailed,
L1-101-SalesAisle9_Srf_9,!- Name
Roof, !- Surface Type
Roof_BOH, !- Construction Name
L1-101-SalesAisle9 Thermal Zone, !- Zone Name
Outdoors, !- Outside Boundary Condition
, !- Outside Boundary Condition Object
SunExposed, !- Sun Exposure
WindExposed, !- Wind Exposure
, !- View Factor to Ground
4, !- Number of Vertices
63.856, !- Vertex 1 X-coordinate {m}
46.329, !- Vertex 1 Y-coordinate {m}
2.134, !- Vertex 1 Z-coordinate {m}
63.856, !- Vertex 2 X-coordinate {m}
35.296, !- Vertex 2 Y-coordinate {m}
2.134, !- Vertex 2 Z-coordinate {m}
66.272, !- Vertex 3 X-coordinate {m}
35.296, !- Vertex 3 Y-coordinate {m}
2.134, !- Vertex 3 Z-coordinate {m}
66.272, !- Vertex 4 X-coordinate {m}
46.329, !- Vertex 4 Y-coordinate {m}
2.134, !- Vertex 4 Z-coordinate {m}
, !- Vertex 5 X-coordinate {m}
, !- Vertex 5 Y-coordinate {m}
, !- Vertex 5 Z-coordinate {m}
, !- Vertex 6 X-coordinate {m}
, !- Vertex 6 Y-coordinate {m}
, !- Vertex 6 Z-coordinate {m}
, !- Vertex 7 X-coordinate {m}
, !- Vertex 7 Y-coordinate {m}
, !- Vertex 7 Z-coordinate {m}
, !- Vertex 8 X-coordinate {m}
, !- Vertex 8 Y-coordinate {m}
, !- Vertex 8 Z-coordinate {m}
, !- Vertex 9 X-coordinate {m}
, !- Vertex 9 Y-coordinate {m}
, !- Vertex 9 Z-coordinate {m}
, !- Vertex 10 X-coordinate {m}
, !- Vertex 10 Y-coordinate {m}
, !- Vertex 10 Z-coordinate {m}
, !- Vertex 11 X-coordinate {m}
, !- Vertex 11 Y-coordinate {m}
, !- Vertex 11 Z-coordinate {m}
, !- Vertex 12 X-coordinate {m}
, !- Vertex 12 Y-coordinate {m}
, !- Vertex 12 Z-coordinate {m}
, !- Vertex 13 X-coordinate {m}
, !- Vertex 13 Y-coordinate {m}
, !- Vertex 13 Z-coordinate {m}
, !- Vertex 14 X-coordinate {m}
, !- Vertex 14 Y-coordinate {m}
, !- Vertex 14 Z-coordinate {m}
, !- Vertex 15 X-coordinate {m}
, !- Vertex 15 Y-coordinate {m}
, !- Vertex 15 Z-coordinate {m}
, !- Vertex 16 X-coordinate {m}
, !- Vertex 16 Y-coordinate {m}
, !- Vertex 16 Z-coordinate {m}
, !- Vertex 17 X-coordinate {m}
, !- Vertex 17 Y-coordinate {m}
, !- Vertex 17 Z-coordinate {m}
, !- Vertex 18 X-coordinate {m}
, !- Vertex 18 Y-coordinate {m}
, !- Vertex 18 Z-coordinate {m}
, !- Vertex 19 X-coordinate {m}
, !- Vertex 19 Y-coordinate {m}
, !- Vertex 19 Z-coordinate {m}
, !- Vertex 20 X-coordinate {m}
, !- Vertex 20 Y-coordinate {m}
; !- Vertex 20 Z-coordinate {m}
BuildingSurface:Detailed,
L1-101-SalesAisleBulk_Srf_0, !- Name
Floor, !- Surface Type
Hole, !- Construction Name
L1-101-SalesAisleBulk Thermal Zone, !- Zone Name
ground, !- Outside Boundary Condition
, !- Outside Boundary Condition Object
NoSun, !- Sun Exposure
NoWind, !- Wind Exposure
, !- View Factor to Ground
4, !- Number of Vertices
48.128, !- Vertex 1 X-coordinate {m}
53.584, !- Vertex 1 Y-coordinate {m}
0, !- Vertex 1 Z-coordinate {m}
48.128, !- Vertex 2 X-coordinate {m}
43.769, !- Vertex 2 Y-coordinate {m}
0, !- Vertex 2 Z-coordinate {m}
45.872, !- Vertex 3 X-coordinate {m}
43.769, !- Vertex 3 Y-coordinate {m}
0, !- Vertex 3 Z-coordinate {m}
45.872, !- Vertex 4 X-coordinate {m}
53.584, !- Vertex 4 Y-coordinate {m}
0, !- Vertex 4 Z-coordinate {m}
, !- Vertex 5 X-coordinate {m}
, !- Vertex 5 Y-coordinate {m}
, !- Vertex 5 Z-coordinate {m}
, !- Vertex 6 X-coordinate {m}
, !- Vertex 6 Y-coordinate {m}
, !- Vertex 6 Z-coordinate {m}
, !- Vertex 7 X-coordinate {m}
, !- Vertex 7 Y-coordinate {m}
, !- Vertex 7 Z-coordinate {m}
, !- Vertex 8 X-coordinate {m}
, !- Vertex 8 Y-coordinate {m}
, !- Vertex 8 Z-coordinate {m}
, !- Vertex 9 X-coordinate {m}
, !- Vertex 9 Y-coordinate {m}
, !- Vertex 9 Z-coordinate {m}
, !- Vertex 10 X-coordinate {m}
, !- Vertex 10 Y-coordinate {m}
, !- Vertex 10 Z-coordinate {m}
, !- Vertex 11 X-coordinate {m}
, !- Vertex 11 Y-coordinate {m}
, !- Vertex 11 Z-coordinate {m}
, !- Vertex 12 X-coordinate {m}
, !- Vertex 12 Y-coordinate {m}
, !- Vertex 12 Z-coordinate {m}
, !- Vertex 13 X-coordinate {m}
, !- Vertex 13 Y-coordinate {m}
, !- Vertex 13 Z-coordinate {m}
, !- Vertex 14 X-coordinate {m}
, !- Vertex 14 Y-coordinate {m}
, !- Vertex 14 Z-coordinate {m}
, !- Vertex 15 X-coordinate {m}
, !- Vertex 15 Y-coordinate {m}
, !- Vertex 15 Z-coordinate {m}
, !- Vertex 16 X-coordinate {m}
, !- Vertex 16 Y-coordinate {m}
, !- Vertex 16 Z-coordinate {m}
, !- Vertex 17 X-coordinate {m}
, !- Vertex 17 Y-coordinate {m}
, !- Vertex 17 Z-coordinate {m}
, !- Vertex 18 X-coordinate {m}
, !- Vertex 18 Y-coordinate {m}
, !- Vertex 18 Z-coordinate {m}
, !- Vertex 19 X-coordinate {m}
, !- Vertex 19 Y-coordinate {m}
, !- Vertex 19 Z-coordinate {m}
, !- Vertex 20 X-coordinate {m}
, !- Vertex 20 Y-coordinate {m}
; !- Vertex 20 Z-coordinate {m}
BuildingSurface:Detailed,
L1-101-SalesAisleBulk_Srf_1, !- Name
Wall, !- Surface Type
Hole, !- Construction Name
L1-101-SalesAisleBulk Thermal Zone, !- Zone Name
Surface, !- Outside Boundary Condition
L1-101-SalesCirculation3_Srf_11, !- Outside Boundary Condition Object
NoSun, !- Sun Exposure
NoWind, !- Wind Exposure
, !- View Factor to Ground
4, !- Number of Vertices
48.128, !- Vertex 1 X-coordinate {m}
53.584, !- Vertex 1 Y-coordinate {m}
2.134, !- Vertex 1 Z-coordinate {m}
48.128, !- Vertex 2 X-coordinate {m}
53.584, !- Vertex 2 Y-coordinate {m}
0, !- Vertex 2 Z-coordinate {m}
45.872, !- Vertex 3 X-coordinate {m}
53.584, !- Vertex 3 Y-coordinate {m}
0, !- Vertex 3 Z-coordinate {m}
45.872, !- Vertex 4 X-coordinate {m}
53.584, !- Vertex 4 Y-coordinate {m}
2.134, !- Vertex 4 Z-coordinate {m}
, !- Vertex 5 X-coordinate {m}
, !- Vertex 5 Y-coordinate {m}
, !- Vertex 5 Z-coordinate {m}
, !- Vertex 6 X-coordinate {m}
, !- Vertex 6 Y-coordinate {m}
, !- Vertex 6 Z-coordinate {m}
, !- Vertex 7 X-coordinate {m}
, !- Vertex 7 Y-coordinate {m}
, !- Vertex 7 Z-coordinate {m}
, !- Vertex 8 X-coordinate {m}
, !- Vertex 8 Y-coordinate {m}
, !- Vertex 8 Z-coordinate {m}
, !- Vertex 9 X-coordinate {m}
, !- Vertex 9 Y-coordinate {m}
, !- Vertex 9 Z-coordinate {m}
, !- Vertex 10 X-coordinate {m}
, !- Vertex 10 Y-coordinate {m}
, !- Vertex 10 Z-coordinate {m}
, !- Vertex 11 X-coordinate {m}
, !- Vertex 11 Y-coordinate {m}
, !- Vertex 11 Z-coordinate {m}
, !- Vertex 12 X-coordinate {m}
, !- Vertex 12 Y-coordinate {m}
, !- Vertex 12 Z-coordinate {m}
, !- Vertex 13 X-coordinate {m}
, !- Vertex 13 Y-coordinate {m}
, !- Vertex 13 Z-coordinate {m}
, !- Vertex 14 X-coordinate {m}
, !- Vertex 14 Y-coordinate {m}
, !- Vertex 14 Z-coordinate {m}
, !- Vertex 15 X-coordinate {m}
, !- Vertex 15 Y-coordinate {m}
, !- Vertex 15 Z-coordinate {m}
, !- Vertex 16 X-coordinate {m}
, !- Vertex 16 Y-coordinate {m}
, !- Vertex 16 Z-coordinate {m}
, !- Vertex 17 X-coordinate {m}
, !- Vertex 17 Y-coordinate {m}
, !- Vertex 17 Z-coordinate {m}
, !- Vertex 18 X-coordinate {m}
, !- Vertex 18 Y-coordinate {m}
, !- Vertex 18 Z-coordinate {m}
, !- Vertex 19 X-coordinate {m}
, !- Vertex 19 Y-coordinate {m}
, !- Vertex 19 Z-coordinate {m}
, !- Vertex 20 X-coordinate {m}
, !- Vertex 20 Y-coordinate {m}
; !- Vertex 20 Z-coordinate {m}
BuildingSurface:Detailed,
L1-101-SalesAisleBulk_Srf_2, !- Name
Wall, !- Surface Type
Hole, !- Construction Name
L1-101-SalesAisleBulk Thermal Zone, !- Zone Name
Surface, !- Outside Boundary Condition
L1-101-SalesRefrigerationReachInDairy2_Srf_2, !- Outside Boundary Condition Object
NoSun, !- Sun Exposure
NoWind, !- Wind Exposure
, !- View Factor to Ground
4, !- Number of Vertices
45.872, !- Vertex 1 X-coordinate {m}
53.584, !- Vertex 1 Y-coordinate {m}
2.134, !- Vertex 1 Z-coordinate {m}
45.872, !- Vertex 2 X-coordinate {m}
53.584, !- Vertex 2 Y-coordinate {m}
0, !- Vertex 2 Z-coordinate {m}
45.872, !- Vertex 3 X-coordinate {m}
50.963, !- Vertex 3 Y-coordinate {m}
0, !- Vertex 3 Z-coordinate {m}
45.872, !- Vertex 4 X-coordinate {m}
50.963, !- Vertex 4 Y-coordinate {m}
2.134, !- Vertex 4 Z-coordinate {m}
, !- Vertex 5 X-coordinate {m}
, !- Vertex 5 Y-coordinate {m}
, !- Vertex 5 Z-coordinate {m}
, !- Vertex 6 X-coordinate {m}
, !- Vertex 6 Y-coordinate {m}
, !- Vertex 6 Z-coordinate {m}
, !- Vertex 7 X-coordinate {m}
, !- Vertex 7 Y-coordinate {m}
, !- Vertex 7 Z-coordinate {m}
, !- Vertex 8 X-coordinate {m}
, !- Vertex 8 Y-coordinate {m}
, !- Vertex 8 Z-coordinate {m}
, !- Vertex 9 X-coordinate {m}
, !- Vertex 9 Y-coordinate {m}
, !- Vertex 9 Z-coordinate {m}
, !- Vertex 10 X-coordinate {m}
, !- Vertex 10 Y-coordinate {m}
, !- Vertex 10 Z-coordinate {m}
, !- Vertex 11 X-coordinate {m}
, !- Vertex 11 Y-coordinate {m}
, !- Vertex 11 Z-coordinate {m}
, !- Vertex 12 X-coordinate {m}
, !- Vertex 12 Y-coordinate {m}
, !- Vertex 12 Z-coordinate {m}
, !- Vertex 13 X-coordinate {m}
, !- Vertex 13 Y-coordinate {m}
, !- Vertex 13 Z-coordinate {m}
, !- Vertex 14 X-coordinate {m}
, !- Vertex 14 Y-coordinate {m}
, !- Vertex 14 Z-coordinate {m}
, !- Vertex 15 X-coordinate {m}
, !- Vertex 15 Y-coordinate {m}
, !- Vertex 15 Z-coordinate {m}
, !- Vertex 16 X-coordinate {m}
, !- Vertex 16 Y-coordinate {m}
, !- Vertex 16 Z-coordinate {m}
, !- Vertex 17 X-coordinate {m}
, !- Vertex 17 Y-coordinate {m}
, !- Vertex 17 Z-coordinate {m}
, !- Vertex 18 X-coordinate {m}
, !- Vertex 18 Y-coordinate {m}
, !- Vertex 18 Z-coordinate {m}
, !- Vertex 19 X-coordinate {m}
, !- Vertex 19 Y-coordinate {m}
, !- Vertex 19 Z-coordinate {m}
, !- Vertex 20 X-coordinate {m}
, !- Vertex 20 Y-coordinate {m}
; !- Vertex 20 Z-coordinate {m}
BuildingSurface:Detailed,
L1-101-SalesAisleBulk_Srf_3, !- Name
Wall, !- Surface Type
Hole, !- Construction Name
L1-101-SalesAisleBulk Thermal Zone, !- Zone Name
Surface, !- Outside Boundary Condition
L1-101-SalesRefrigerationReachInDairy1_Srf_3, !- Outside Boundary Condition Object
NoSun, !- Sun Exposure
NoWind, !- Wind Exposure
, !- View Factor to Ground
4, !- Number of Vertices
45.872, !- Vertex 1 X-coordinate {m}
50.963, !- Vertex 1 Y-coordinate {m}
2.134, !- Vertex 1 Z-coordinate {m}
45.872, !- Vertex 2 X-coordinate {m}
50.963, !- Vertex 2 Y-coordinate {m}
0, !- Vertex 2 Z-coordinate {m}
45.872, !- Vertex 3 X-coordinate {m}
43.769, !- Vertex 3 Y-coordinate {m}
0, !- Vertex 3 Z-coordinate {m}
45.872, !- Vertex 4 X-coordinate {m}
43.769, !- Vertex 4 Y-coordinate {m}
2.134, !- Vertex 4 Z-coordinate {m}
, !- Vertex 5 X-coordinate {m}
, !- Vertex 5 Y-coordinate {m}
, !- Vertex 5 Z-coordinate {m}
, !- Vertex 6 X-coordinate {m}
, !- Vertex 6 Y-coordinate {m}
, !- Vertex 6 Z-coordinate {m}
, !- Vertex 7 X-coordinate {m}
, !- Vertex 7 Y-coordinate {m}
, !- Vertex 7 Z-coordinate {m}
, !- Vertex 8 X-coordinate {m}
, !- Vertex 8 Y-coordinate {m}
, !- Vertex 8 Z-coordinate {m}
, !- Vertex 9 X-coordinate {m}
, !- Vertex 9 Y-coordinate {m}
, !- Vertex 9 Z-coordinate {m}
, !- Vertex 10 X-coordinate {m}
, !- Vertex 10 Y-coordinate {m}
, !- Vertex 10 Z-coordinate {m}
, !- Vertex 11 X-coordinate {m}
, !- Vertex 11 Y-coordinate {m}
, !- Vertex 11 Z-coordinate {m}
, !- Vertex 12 X-coordinate {m}
, !- Vertex 12 Y-coordinate {m}
, !- Vertex 12 Z-coordinate {m}
, !- Vertex 13 X-coordinate {m}
, !- Vertex 13 Y-coordinate {m}
, !- Vertex 13 Z-coordinate {m}
, !- Vertex 14 X-coordinate {m}
, !- Vertex 14 Y-coordinate {m}
, !- Vertex 14 Z-coordinate {m}
, !- Vertex 15 X-coordinate {m}
, !- Vertex 15 Y-coordinate {m}
, !- Vertex 15 Z-coordinate {m}
, !- Vertex 16 X-coordinate {m}
, !- Vertex 16 Y-coordinate {m}
, !- Vertex 16 Z-coordinate {m}
, !- Vertex 17 X-coordinate {m}
, !- Vertex 17 Y-coordinate {m}
, !- Vertex 17 Z-coordinate {m}
, !- Vertex 18 X-coordinate {m}
, !- Vertex 18 Y-coordinate {m}
, !- Vertex 18 Z-coordinate {m}
, !- Vertex 19 X-coordinate {m}
, !- Vertex 19 Y-coordinate {m}
, !- Vertex 19 Z-coordinate {m}
, !- Vertex 20 X-coordinate {m}
, !- Vertex 20 Y-coordinate {m}
; !- Vertex 20 Z-coordinate {m}
BuildingSurface:Detailed,
L1-101-SalesAisleBulk_Srf_4, !- Name
Wall, !- Surface Type
Hole, !- Construction Name
L1-101-SalesAisleBulk Thermal Zone, !- Zone Name
Surface, !- Outside Boundary Condition
L1-104-ProduceCirculation_Srf_1, !- Outside Boundary Condition Object
NoSun, !- Sun Exposure
NoWind, !- Wind Exposure
, !- View Factor to Ground
4, !- Number of Vertices
45.872, !- Vertex 1 X-coordinate {m}
43.769, !- Vertex 1 Y-coordinate {m}
2.134, !- Vertex 1 Z-coordinate {m}
45.872, !- Vertex 2 X-coordinate {m}
43.769, !- Vertex 2 Y-coordinate {m}
0, !- Vertex 2 Z-coordinate {m}
48.128, !- Vertex 3 X-coordinate {m}
43.769, !- Vertex 3 Y-coordinate {m}
0, !- Vertex 3 Z-coordinate {m}
48.128, !- Vertex 4 X-coordinate {m}
43.769, !- Vertex 4 Y-coordinate {m}
2.134, !- Vertex 4 Z-coordinate {m}
, !- Vertex 5 X-coordinate {m}
, !- Vertex 5 Y-coordinate {m}
, !- Vertex 5 Z-coordinate {m}
, !- Vertex 6 X-coordinate {m}
, !- Vertex 6 Y-coordinate {m}
, !- Vertex 6 Z-coordinate {m}
, !- Vertex 7 X-coordinate {m}
, !- Vertex 7 Y-coordinate {m}
, !- Vertex 7 Z-coordinate {m}
, !- Vertex 8 X-coordinate {m}
, !- Vertex 8 Y-coordinate {m}
, !- Vertex 8 Z-coordinate {m}
, !- Vertex 9 X-coordinate {m}
, !- Vertex 9 Y-coordinate {m}
, !- Vertex 9 Z-coordinate {m}
, !- Vertex 10 X-coordinate {m}
, !- Vertex 10 Y-coordinate {m}
, !- Vertex 10 Z-coordinate {m}
, !- Vertex 11 X-coordinate {m}
, !- Vertex 11 Y-coordinate {m}
, !- Vertex 11 Z-coordinate {m}
, !- Vertex 12 X-coordinate {m}
, !- Vertex 12 Y-coordinate {m}
, !- Vertex 12 Z-coordinate {m}
, !- Vertex 13 X-coordinate {m}
, !- Vertex 13 Y-coordinate {m}
, !- Vertex 13 Z-coordinate {m}
, !- Vertex 14 X-coordinate {m}
, !- Vertex 14 Y-coordinate {m}
, !- Vertex 14 Z-coordinate {m}
, !- Vertex 15 X-coordinate {m}
, !- Vertex 15 Y-coordinate {m}
, !- Vertex 15 Z-coordinate {m}
, !- Vertex 16 X-coordinate {m}
, !- Vertex 16 Y-coordinate {m}
, !- Vertex 16 Z-coordinate {m}
, !- Vertex 17 X-coordinate {m}
, !- Vertex 17 Y-coordinate {m}
, !- Vertex 17 Z-coordinate {m}
, !- Vertex 18 X-coordinate {m}
, !- Vertex 18 Y-coordinate {m}
, !- Vertex 18 Z-coordinate {m}
, !- Vertex 19 X-coordinate {m}
, !- Vertex 19 Y-coordinate {m}
, !- Vertex 19 Z-coordinate {m}
, !- Vertex 20 X-coordinate {m}
, !- Vertex 20 Y-coordinate {m}
; !- Vertex 20 Z-coordinate {m}
BuildingSurface:Detailed,
L1-101-SalesAisleBulk_Srf_5, !- Name
Wall, !- Surface Type
Hole, !- Construction Name
L1-101-SalesAisleBulk Thermal Zone, !- Zone Name
Surface, !- Outside Boundary Condition
L1-101-SalesAisle1_Srf_1,!- Outside Boundary Condition Object
NoSun, !- Sun Exposure
NoWind, !- Wind Exposure
, !- View Factor to Ground
4, !- Number of Vertices
48.128, !- Vertex 1 X-coordinate {m}
43.769, !- Vertex 1 Y-coordinate {m}
2.134, !- Vertex 1 Z-coordinate {m}
48.128, !- Vertex 2 X-coordinate {m}
43.769, !- Vertex 2 Y-coordinate {m}
0, !- Vertex 2 Z-coordinate {m}
48.128, !- Vertex 3 X-coordinate {m}
53.584, !- Vertex 3 Y-coordinate {m}
0, !- Vertex 3 Z-coordinate {m}
48.128, !- Vertex 4 X-coordinate {m}
53.584, !- Vertex 4 Y-coordinate {m}
2.134, !- Vertex 4 Z-coordinate {m}
, !- Vertex 5 X-coordinate {m}
, !- Vertex 5 Y-coordinate {m}
, !- Vertex 5 Z-coordinate {m}
, !- Vertex 6 X-coordinate {m}
, !- Vertex 6 Y-coordinate {m}
, !- Vertex 6 Z-coordinate {m}
, !- Vertex 7 X-coordinate {m}
, !- Vertex 7 Y-coordinate {m}
, !- Vertex 7 Z-coordinate {m}
, !- Vertex 8 X-coordinate {m}
, !- Vertex 8 Y-coordinate {m}
, !- Vertex 8 Z-coordinate {m}
, !- Vertex 9 X-coordinate {m}
, !- Vertex 9 Y-coordinate {m}
, !- Vertex 9 Z-coordinate {m}
, !- Vertex 10 X-coordinate {m}
, !- Vertex 10 Y-coordinate {m}
, !- Vertex 10 Z-coordinate {m}
, !- Vertex 11 X-coordinate {m}
, !- Vertex 11 Y-coordinate {m}
, !- Vertex 11 Z-coordinate {m}
, !- Vertex 12 X-coordinate {m}
, !- Vertex 12 Y-coordinate {m}
, !- Vertex 12 Z-coordinate {m}
, !- Vertex 13 X-coordinate {m}
, !- Vertex 13 Y-coordinate {m}
, !- Vertex 13 Z-coordinate {m}
, !- Vertex 14 X-coordinate {m}
, !- Vertex 14 Y-coordinate {m}
, !- Vertex 14 Z-coordinate {m}
, !- Vertex 15 X-coordinate {m}
, !- Vertex 15 Y-coordinate {m}
, !- Vertex 15 Z-coordinate {m}
, !- Vertex 16 X-coordinate {m}
, !- Vertex 16 Y-coordinate {m}
, !- Vertex 16 Z-coordinate {m}
, !- Vertex 17 X-coordinate {m}
, !- Vertex 17 Y-coordinate {m}
, !- Vertex 17 Z-coordinate {m}
, !- Vertex 18 X-coordinate {m}
, !- Vertex 18 Y-coordinate {m}
, !- Vertex 18 Z-coordinate {m}
, !- Vertex 19 X-coordinate {m}
, !- Vertex 19 Y-coordinate {m}
, !- Vertex 19 Z-coordinate {m}
, !- Vertex 20 X-coordinate {m}
, !- Vertex 20 Y-coordinate {m}
; !- Vertex 20 Z-coordinate {m}
BuildingSurface:Detailed,
L1-101-SalesAisleBulk_Srf_6, !- Name
Roof, !- Surface Type
Roof_BOH, !- Construction Name
L1-101-SalesAisleBulk Thermal Zone, !- Zone Name
Outdoors, !- Outside Boundary Condition
, !- Outside Boundary Condition Object
SunExposed, !- Sun Exposure
WindExposed, !- Wind Exposure
, !- View Factor to Ground
4, !- Number of Vertices
45.872, !- Vertex 1 X-coordinate {m}
53.584, !- Vertex 1 Y-coordinate {m}
2.134, !- Vertex 1 Z-coordinate {m}
45.872, !- Vertex 2 X-coordinate {m}
43.769, !- Vertex 2 Y-coordinate {m}
2.134, !- Vertex 2 Z-coordinate {m}
48.128, !- Vertex 3 X-coordinate {m}
43.769, !- Vertex 3 Y-coordinate {m}
2.134, !- Vertex 3 Z-coordinate {m}
48.128, !- Vertex 4 X-coordinate {m}
53.584, !- Vertex 4 Y-coordinate {m}
2.134, !- Vertex 4 Z-coordinate {m}
, !- Vertex 5 X-coordinate {m}
, !- Vertex 5 Y-coordinate {m}
, !- Vertex 5 Z-coordinate {m}
, !- Vertex 6 X-coordinate {m}
, !- Vertex 6 Y-coordinate {m}
, !- Vertex 6 Z-coordinate {m}
, !- Vertex 7 X-coordinate {m}
, !- Vertex 7 Y-coordinate {m}
, !- Vertex 7 Z-coordinate {m}
, !- Vertex 8 X-coordinate {m}
, !- Vertex 8 Y-coordinate {m}
, !- Vertex 8 Z-coordinate {m}
, !- Vertex 9 X-coordinate {m}
, !- Vertex 9 Y-coordinate {m}
, !- Vertex 9 Z-coordinate {m}
, !- Vertex 10 X-coordinate {m}
, !- Vertex 10 Y-coordinate {m}
, !- Vertex 10 Z-coordinate {m}
, !- Vertex 11 X-coordinate {m}
, !- Vertex 11 Y-coordinate {m}
, !- Vertex 11 Z-coordinate {m}
, !- Vertex 12 X-coordinate {m}
, !- Vertex 12 Y-coordinate {m}
, !- Vertex 12 Z-coordinate {m}
, !- Vertex 13 X-coordinate {m}
, !- Vertex 13 Y-coordinate {m}
, !- Vertex 13 Z-coordinate {m}
, !- Vertex 14 X-coordinate {m}
, !- Vertex 14 Y-coordinate {m}
, !- Vertex 14 Z-coordinate {m}
, !- Vertex 15 X-coordinate {m}
, !- Vertex 15 Y-coordinate {m}
, !- Vertex 15 Z-coordinate {m}
, !- Vertex 16 X-coordinate {m}
, !- Vertex 16 Y-coordinate {m}
, !- Vertex 16 Z-coordinate {m}
, !- Vertex 17 X-coordinate {m}
, !- Vertex 17 Y-coordinate {m}
, !- Vertex 17 Z-coordinate {m}
, !- Vertex 18 X-coordinate {m}
, !- Vertex 18 Y-coordinate {m}
, !- Vertex 18 Z-coordinate {m}
, !- Vertex 19 X-coordinate {m}
, !- Vertex 19 Y-coordinate {m}
, !- Vertex 19 Z-coordinate {m}
, !- Vertex 20 X-coordinate {m}
, !- Vertex 20 Y-coordinate {m}
; !- Vertex 20 Z-coordinate {m}
BuildingSurface:Detailed,
L1-101-SalesCirculation1_Srf_0, !- Name
Floor, !- Surface Type
Hole, !- Construction Name
L1-101-SalesCirculation1 Thermal Zone, !- Zone Name
ground, !- Outside Boundary Condition
, !- Outside Boundary Condition Object
NoSun, !- Sun Exposure
NoWind, !- Wind Exposure
, !- View Factor to Ground
6, !- Number of Vertices
55.809, !- Vertex 1 X-coordinate {m}
31.364, !- Vertex 1 Y-coordinate {m}
0, !- Vertex 1 Z-coordinate {m}
55.809, !- Vertex 2 X-coordinate {m}
26.949, !- Vertex 2 Y-coordinate {m}
0, !- Vertex 2 Z-coordinate {m}
52.182, !- Vertex 3 X-coordinate {m}
26.949, !- Vertex 3 Y-coordinate {m}
0, !- Vertex 3 Z-coordinate {m}
52.182, !- Vertex 4 X-coordinate {m}
28.164, !- Vertex 4 Y-coordinate {m}
0, !- Vertex 4 Z-coordinate {m}
53.005, !- Vertex 5 X-coordinate {m}
28.164, !- Vertex 5 Y-coordinate {m}
0, !- Vertex 5 Z-coordinate {m}
53.005, !- Vertex 6 X-coordinate {m}
31.364, !- Vertex 6 Y-coordinate {m}
0, !- Vertex 6 Z-coordinate {m}
, !- Vertex 7 X-coordinate {m}
, !- Vertex 7 Y-coordinate {m}
, !- Vertex 7 Z-coordinate {m}
, !- Vertex 8 X-coordinate {m}
, !- Vertex 8 Y-coordinate {m}
, !- Vertex 8 Z-coordinate {m}
, !- Vertex 9 X-coordinate {m}
, !- Vertex 9 Y-coordinate {m}
, !- Vertex 9 Z-coordinate {m}
, !- Vertex 10 X-coordinate {m}
, !- Vertex 10 Y-coordinate {m}
, !- Vertex 10 Z-coordinate {m}
, !- Vertex 11 X-coordinate {m}
, !- Vertex 11 Y-coordinate {m}
, !- Vertex 11 Z-coordinate {m}
, !- Vertex 12 X-coordinate {m}
, !- Vertex 12 Y-coordinate {m}
, !- Vertex 12 Z-coordinate {m}
, !- Vertex 13 X-coordinate {m}
, !- Vertex 13 Y-coordinate {m}
, !- Vertex 13 Z-coordinate {m}
, !- Vertex 14 X-coordinate {m}
, !- Vertex 14 Y-coordinate {m}
, !- Vertex 14 Z-coordinate {m}
, !- Vertex 15 X-coordinate {m}
, !- Vertex 15 Y-coordinate {m}
, !- Vertex 15 Z-coordinate {m}
, !- Vertex 16 X-coordinate {m}
, !- Vertex 16 Y-coordinate {m}
, !- Vertex 16 Z-coordinate {m}
, !- Vertex 17 X-coordinate {m}
, !- Vertex 17 Y-coordinate {m}
, !- Vertex 17 Z-coordinate {m}
, !- Vertex 18 X-coordinate {m}
, !- Vertex 18 Y-coordinate {m}
, !- Vertex 18 Z-coordinate {m}
, !- Vertex 19 X-coordinate {m}
, !- Vertex 19 Y-coordinate {m}
, !- Vertex 19 Z-coordinate {m}
, !- Vertex 20 X-coordinate {m}
, !- Vertex 20 Y-coordinate {m}
; !- Vertex 20 Z-coordinate {m}
BuildingSurface:Detailed,
L1-101-SalesCirculation1_Srf_1, !- Name
Wall, !- Surface Type
Hole, !- Construction Name
L1-101-SalesCirculation1 Thermal Zone, !- Zone Name
Surface, !- Outside Boundary Condition
L1-103-Floral_Srf_2, !- Outside Boundary Condition Object
NoSun, !- Sun Exposure
NoWind, !- Wind Exposure
, !- View Factor to Ground
4, !- Number of Vertices
55.809, !- Vertex 1 X-coordinate {m}
27.645, !- Vertex 1 Y-coordinate {m}
2.134, !- Vertex 1 Z-coordinate {m}
55.809, !- Vertex 2 X-coordinate {m}
27.645, !- Vertex 2 Y-coordinate {m}
0, !- Vertex 2 Z-coordinate {m}
55.809, !- Vertex 3 X-coordinate {m}
31.364, !- Vertex 3 Y-coordinate {m}
0, !- Vertex 3 Z-coordinate {m}
55.809, !- Vertex 4 X-coordinate {m}
31.364, !- Vertex 4 Y-coordinate {m}
2.134, !- Vertex 4 Z-coordinate {m}
, !- Vertex 5 X-coordinate {m}
, !- Vertex 5 Y-coordinate {m}
, !- Vertex 5 Z-coordinate {m}
, !- Vertex 6 X-coordinate {m}
, !- Vertex 6 Y-coordinate {m}
, !- Vertex 6 Z-coordinate {m}
, !- Vertex 7 X-coordinate {m}
, !- Vertex 7 Y-coordinate {m}
, !- Vertex 7 Z-coordinate {m}
, !- Vertex 8 X-coordinate {m}
, !- Vertex 8 Y-coordinate {m}
, !- Vertex 8 Z-coordinate {m}
, !- Vertex 9 X-coordinate {m}
, !- Vertex 9 Y-coordinate {m}
, !- Vertex 9 Z-coordinate {m}
, !- Vertex 10 X-coordinate {m}
, !- Vertex 10 Y-coordinate {m}
, !- Vertex 10 Z-coordinate {m}
, !- Vertex 11 X-coordinate {m}
, !- Vertex 11 Y-coordinate {m}
, !- Vertex 11 Z-coordinate {m}
, !- Vertex 12 X-coordinate {m}
, !- Vertex 12 Y-coordinate {m}
, !- Vertex 12 Z-coordinate {m}
, !- Vertex 13 X-coordinate {m}
, !- Vertex 13 Y-coordinate {m}
, !- Vertex 13 Z-coordinate {m}
, !- Vertex 14 X-coordinate {m}
, !- Vertex 14 Y-coordinate {m}
, !- Vertex 14 Z-coordinate {m}
, !- Vertex 15 X-coordinate {m}
, !- Vertex 15 Y-coordinate {m}
, !- Vertex 15 Z-coordinate {m}
, !- Vertex 16 X-coordinate {m}
, !- Vertex 16 Y-coordinate {m}
, !- Vertex 16 Z-coordinate {m}
, !- Vertex 17 X-coordinate {m}
, !- Vertex 17 Y-coordinate {m}
, !- Vertex 17 Z-coordinate {m}
, !- Vertex 18 X-coordinate {m}
, !- Vertex 18 Y-coordinate {m}
, !- Vertex 18 Z-coordinate {m}
, !- Vertex 19 X-coordinate {m}
, !- Vertex 19 Y-coordinate {m}
, !- Vertex 19 Z-coordinate {m}
, !- Vertex 20 X-coordinate {m}
, !- Vertex 20 Y-coordinate {m}
; !- Vertex 20 Z-coordinate {m}
BuildingSurface:Detailed,
L1-101-SalesCirculation1_Srf_2, !- Name
Wall, !- Surface Type
Hole, !- Construction Name
L1-101-SalesCirculation1 Thermal Zone, !- Zone Name
Surface, !- Outside Boundary Condition
L1-101-SalesCirculation2_Srf_7, !- Outside Boundary Condition Object
NoSun, !- Sun Exposure
NoWind, !- Wind Exposure
, !- View Factor to Ground
4, !- Number of Vertices
55.809, !- Vertex 1 X-coordinate {m}
31.364, !- Vertex 1 Y-coordinate {m}
2.134, !- Vertex 1 Z-coordinate {m}
55.809, !- Vertex 2 X-coordinate {m}
31.364, !- Vertex 2 Y-coordinate {m}
0, !- Vertex 2 Z-coordinate {m}
53.005, !- Vertex 3 X-coordinate {m}
31.364, !- Vertex 3 Y-coordinate {m}
0, !- Vertex 3 Z-coordinate {m}
53.005, !- Vertex 4 X-coordinate {m}
31.364, !- Vertex 4 Y-coordinate {m}
2.134, !- Vertex 4 Z-coordinate {m}
, !- Vertex 5 X-coordinate {m}
, !- Vertex 5 Y-coordinate {m}
, !- Vertex 5 Z-coordinate {m}
, !- Vertex 6 X-coordinate {m}
, !- Vertex 6 Y-coordinate {m}
, !- Vertex 6 Z-coordinate {m}
, !- Vertex 7 X-coordinate {m}
, !- Vertex 7 Y-coordinate {m}
, !- Vertex 7 Z-coordinate {m}
, !- Vertex 8 X-coordinate {m}
, !- Vertex 8 Y-coordinate {m}
, !- Vertex 8 Z-coordinate {m}
, !- Vertex 9 X-coordinate {m}
, !- Vertex 9 Y-coordinate {m}
, !- Vertex 9 Z-coordinate {m}
, !- Vertex 10 X-coordinate {m}
, !- Vertex 10 Y-coordinate {m}
, !- Vertex 10 Z-coordinate {m}
, !- Vertex 11 X-coordinate {m}
, !- Vertex 11 Y-coordinate {m}
, !- Vertex 11 Z-coordinate {m}
, !- Vertex 12 X-coordinate {m}
, !- Vertex 12 Y-coordinate {m}
, !- Vertex 12 Z-coordinate {m}
, !- Vertex 13 X-coordinate {m}
, !- Vertex 13 Y-coordinate {m}
, !- Vertex 13 Z-coordinate {m}
, !- Vertex 14 X-coordinate {m}
, !- Vertex 14 Y-coordinate {m}
, !- Vertex 14 Z-coordinate {m}
, !- Vertex 15 X-coordinate {m}
, !- Vertex 15 Y-coordinate {m}
, !- Vertex 15 Z-coordinate {m}
, !- Vertex 16 X-coordinate {m}
, !- Vertex 16 Y-coordinate {m}
, !- Vertex 16 Z-coordinate {m}
, !- Vertex 17 X-coordinate {m}
, !- Vertex 17 Y-coordinate {m}
, !- Vertex 17 Z-coordinate {m}
, !- Vertex 18 X-coordinate {m}
, !- Vertex 18 Y-coordinate {m}
, !- Vertex 18 Z-coordinate {m}
, !- Vertex 19 X-coordinate {m}
, !- Vertex 19 Y-coordinate {m}
, !- Vertex 19 Z-coordinate {m}
, !- Vertex 20 X-coordinate {m}
, !- Vertex 20 Y-coordinate {m}
; !- Vertex 20 Z-coordinate {m}
BuildingSurface:Detailed,
L1-101-SalesCirculation1_Srf_3, !- Name
Wall, !- Surface Type
Hole, !- Construction Name
L1-101-SalesCirculation1 Thermal Zone, !- Zone Name
Surface, !- Outside Boundary Condition
L1-104-Produce_Srf_5, !- Outside Boundary Condition Object
NoSun, !- Sun Exposure
NoWind, !- Wind Exposure
, !- View Factor to Ground
4, !- Number of Vertices
53.005, !- Vertex 1 X-coordinate {m}
31.364, !- Vertex 1 Y-coordinate {m}
2.134, !- Vertex 1 Z-coordinate {m}
53.005, !- Vertex 2 X-coordinate {m}
31.364, !- Vertex 2 Y-coordinate {m}
0, !- Vertex 2 Z-coordinate {m}
53.005, !- Vertex 3 X-coordinate {m}
28.164, !- Vertex 3 Y-coordinate {m}
0, !- Vertex 3 Z-coordinate {m}
53.005, !- Vertex 4 X-coordinate {m}
28.164, !- Vertex 4 Y-coordinate {m}
2.134, !- Vertex 4 Z-coordinate {m}
, !- Vertex 5 X-coordinate {m}
, !- Vertex 5 Y-coordinate {m}
, !- Vertex 5 Z-coordinate {m}
, !- Vertex 6 X-coordinate {m}
, !- Vertex 6 Y-coordinate {m}
, !- Vertex 6 Z-coordinate {m}
, !- Vertex 7 X-coordinate {m}
, !- Vertex 7 Y-coordinate {m}
, !- Vertex 7 Z-coordinate {m}
, !- Vertex 8 X-coordinate {m}
, !- Vertex 8 Y-coordinate {m}
, !- Vertex 8 Z-coordinate {m}
, !- Vertex 9 X-coordinate {m}
, !- Vertex 9 Y-coordinate {m}
, !- Vertex 9 Z-coordinate {m}
, !- Vertex 10 X-coordinate {m}
, !- Vertex 10 Y-coordinate {m}
, !- Vertex 10 Z-coordinate {m}
, !- Vertex 11 X-coordinate {m}
, !- Vertex 11 Y-coordinate {m}
, !- Vertex 11 Z-coordinate {m}
, !- Vertex 12 X-coordinate {m}
, !- Vertex 12 Y-coordinate {m}
, !- Vertex 12 Z-coordinate {m}
, !- Vertex 13 X-coordinate {m}
, !- Vertex 13 Y-coordinate {m}
, !- Vertex 13 Z-coordinate {m}
, !- Vertex 14 X-coordinate {m}
, !- Vertex 14 Y-coordinate {m}
, !- Vertex 14 Z-coordinate {m}
, !- Vertex 15 X-coordinate {m}
, !- Vertex 15 Y-coordinate {m}
, !- Vertex 15 Z-coordinate {m}
, !- Vertex 16 X-coordinate {m}
, !- Vertex 16 Y-coordinate {m}
, !- Vertex 16 Z-coordinate {m}
, !- Vertex 17 X-coordinate {m}
, !- Vertex 17 Y-coordinate {m}
, !- Vertex 17 Z-coordinate {m}
, !- Vertex 18 X-coordinate {m}
, !- Vertex 18 Y-coordinate {m}
, !- Vertex 18 Z-coordinate {m}
, !- Vertex 19 X-coordinate {m}
, !- Vertex 19 Y-coordinate {m}
, !- Vertex 19 Z-coordinate {m}
, !- Vertex 20 X-coordinate {m}
, !- Vertex 20 Y-coordinate {m}
; !- Vertex 20 Z-coordinate {m}
BuildingSurface:Detailed,
L1-101-SalesCirculation1_Srf_4, !- Name
Wall, !- Surface Type
Hole, !- Construction Name
L1-101-SalesCirculation1 Thermal Zone, !- Zone Name
Surface, !- Outside Boundary Condition
L1-104-Produce_Srf_4, !- Outside Boundary Condition Object
NoSun, !- Sun Exposure
NoWind, !- Wind Exposure
, !- View Factor to Ground
4, !- Number of Vertices
53.005, !- Vertex 1 X-coordinate {m}
28.164, !- Vertex 1 Y-coordinate {m}
2.134, !- Vertex 1 Z-coordinate {m}
53.005, !- Vertex 2 X-coordinate {m}
28.164, !- Vertex 2 Y-coordinate {m}
0, !- Vertex 2 Z-coordinate {m}
52.182, !- Vertex 3 X-coordinate {m}
28.164, !- Vertex 3 Y-coordinate {m}
0, !- Vertex 3 Z-coordinate {m}
52.182, !- Vertex 4 X-coordinate {m}
28.164, !- Vertex 4 Y-coordinate {m}
2.134, !- Vertex 4 Z-coordinate {m}
, !- Vertex 5 X-coordinate {m}
, !- Vertex 5 Y-coordinate {m}
, !- Vertex 5 Z-coordinate {m}
, !- Vertex 6 X-coordinate {m}
, !- Vertex 6 Y-coordinate {m}
, !- Vertex 6 Z-coordinate {m}
, !- Vertex 7 X-coordinate {m}
, !- Vertex 7 Y-coordinate {m}
, !- Vertex 7 Z-coordinate {m}
, !- Vertex 8 X-coordinate {m}
, !- Vertex 8 Y-coordinate {m}
, !- Vertex 8 Z-coordinate {m}
, !- Vertex 9 X-coordinate {m}
, !- Vertex 9 Y-coordinate {m}
, !- Vertex 9 Z-coordinate {m}
, !- Vertex 10 X-coordinate {m}
, !- Vertex 10 Y-coordinate {m}
, !- Vertex 10 Z-coordinate {m}
, !- Vertex 11 X-coordinate {m}
, !- Vertex 11 Y-coordinate {m}
, !- Vertex 11 Z-coordinate {m}
, !- Vertex 12 X-coordinate {m}
, !- Vertex 12 Y-coordinate {m}
, !- Vertex 12 Z-coordinate {m}
, !- Vertex 13 X-coordinate {m}
, !- Vertex 13 Y-coordinate {m}
, !- Vertex 13 Z-coordinate {m}
, !- Vertex 14 X-coordinate {m}
, !- Vertex 14 Y-coordinate {m}
, !- Vertex 14 Z-coordinate {m}
, !- Vertex 15 X-coordinate {m}
, !- Vertex 15 Y-coordinate {m}
, !- Vertex 15 Z-coordinate {m}
, !- Vertex 16 X-coordinate {m}
, !- Vertex 16 Y-coordinate {m}
, !- Vertex 16 Z-coordinate {m}
, !- Vertex 17 X-coordinate {m}
, !- Vertex 17 Y-coordinate {m}
, !- Vertex 17 Z-coordinate {m}
, !- Vertex 18 X-coordinate {m}
, !- Vertex 18 Y-coordinate {m}
, !- Vertex 18 Z-coordinate {m}
, !- Vertex 19 X-coordinate {m}
, !- Vertex 19 Y-coordinate {m}
, !- Vertex 19 Z-coordinate {m}
, !- Vertex 20 X-coordinate {m}
, !- Vertex 20 Y-coordinate {m}
; !- Vertex 20 Z-coordinate {m}
BuildingSurface:Detailed,
L1-101-SalesCirculation1_Srf_5, !- Name
Wall, !- Surface Type
Hole, !- Construction Name
L1-101-SalesCirculation1 Thermal Zone, !- Zone Name
Surface, !- Outside Boundary Condition
L1-104-ProduceCoolers1_Srf_1, !- Outside Boundary Condition Object
NoSun, !- Sun Exposure
NoWind, !- Wind Exposure
, !- View Factor to Ground
4, !- Number of Vertices
52.182, !- Vertex 1 X-coordinate {m}
28.164, !- Vertex 1 Y-coordinate {m}
2.134, !- Vertex 1 Z-coordinate {m}
52.182, !- Vertex 2 X-coordinate {m}
28.164, !- Vertex 2 Y-coordinate {m}
0, !- Vertex 2 Z-coordinate {m}
52.182, !- Vertex 3 X-coordinate {m}
26.949, !- Vertex 3 Y-coordinate {m}
0, !- Vertex 3 Z-coordinate {m}
52.182, !- Vertex 4 X-coordinate {m}
26.949, !- Vertex 4 Y-coordinate {m}
2.134, !- Vertex 4 Z-coordinate {m}
, !- Vertex 5 X-coordinate {m}
, !- Vertex 5 Y-coordinate {m}
, !- Vertex 5 Z-coordinate {m}
, !- Vertex 6 X-coordinate {m}
, !- Vertex 6 Y-coordinate {m}
, !- Vertex 6 Z-coordinate {m}
, !- Vertex 7 X-coordinate {m}
, !- Vertex 7 Y-coordinate {m}
, !- Vertex 7 Z-coordinate {m}
, !- Vertex 8 X-coordinate {m}
, !- Vertex 8 Y-coordinate {m}
, !- Vertex 8 Z-coordinate {m}
, !- Vertex 9 X-coordinate {m}
, !- Vertex 9 Y-coordinate {m}
, !- Vertex 9 Z-coordinate {m}
, !- Vertex 10 X-coordinate {m}
, !- Vertex 10 Y-coordinate {m}
, !- Vertex 10 Z-coordinate {m}
, !- Vertex 11 X-coordinate {m}
, !- Vertex 11 Y-coordinate {m}
, !- Vertex 11 Z-coordinate {m}
, !- Vertex 12 X-coordinate {m}
, !- Vertex 12 Y-coordinate {m}
, !- Vertex 12 Z-coordinate {m}
, !- Vertex 13 X-coordinate {m}
, !- Vertex 13 Y-coordinate {m}
, !- Vertex 13 Z-coordinate {m}
, !- Vertex 14 X-coordinate {m}
, !- Vertex 14 Y-coordinate {m}
, !- Vertex 14 Z-coordinate {m}
, !- Vertex 15 X-coordinate {m}
, !- Vertex 15 Y-coordinate {m}
, !- Vertex 15 Z-coordinate {m}
, !- Vertex 16 X-coordinate {m}
, !- Vertex 16 Y-coordinate {m}
, !- Vertex 16 Z-coordinate {m}
, !- Vertex 17 X-coordinate {m}
, !- Vertex 17 Y-coordinate {m}
, !- Vertex 17 Z-coordinate {m}
, !- Vertex 18 X-coordinate {m}
, !- Vertex 18 Y-coordinate {m}
, !- Vertex 18 Z-coordinate {m}
, !- Vertex 19 X-coordinate {m}
, !- Vertex 19 Y-coordinate {m}
, !- Vertex 19 Z-coordinate {m}
, !- Vertex 20 X-coordinate {m}
, !- Vertex 20 Y-coordinate {m}
; !- Vertex 20 Z-coordinate {m}
BuildingSurface:Detailed,
L1-101-SalesCirculation1_Srf_6, !- Name
Wall, !- Surface Type
Hole, !- Construction Name
L1-101-SalesCirculation1 Thermal Zone, !- Zone Name
Surface, !- Outside Boundary Condition
L1-101-EntranceExit_Srf_4, !- Outside Boundary Condition Object
NoSun, !- Sun Exposure
NoWind, !- Wind Exposure
, !- View Factor to Ground
4, !- Number of Vertices
52.182, !- Vertex 1 X-coordinate {m}
26.949, !- Vertex 1 Y-coordinate {m}
2.134, !- Vertex 1 Z-coordinate {m}
52.182, !- Vertex 2 X-coordinate {m}
26.949, !- Vertex 2 Y-coordinate {m}
0, !- Vertex 2 Z-coordinate {m}
55.809, !- Vertex 3 X-coordinate {m}
26.949, !- Vertex 3 Y-coordinate {m}
0, !- Vertex 3 Z-coordinate {m}
55.809, !- Vertex 4 X-coordinate {m}
26.949, !- Vertex 4 Y-coordinate {m}
2.134, !- Vertex 4 Z-coordinate {m}
, !- Vertex 5 X-coordinate {m}
, !- Vertex 5 Y-coordinate {m}
, !- Vertex 5 Z-coordinate {m}
, !- Vertex 6 X-coordinate {m}
, !- Vertex 6 Y-coordinate {m}
, !- Vertex 6 Z-coordinate {m}
, !- Vertex 7 X-coordinate {m}
, !- Vertex 7 Y-coordinate {m}
, !- Vertex 7 Z-coordinate {m}
, !- Vertex 8 X-coordinate {m}
, !- Vertex 8 Y-coordinate {m}
, !- Vertex 8 Z-coordinate {m}
, !- Vertex 9 X-coordinate {m}
, !- Vertex 9 Y-coordinate {m}
, !- Vertex 9 Z-coordinate {m}
, !- Vertex 10 X-coordinate {m}
, !- Vertex 10 Y-coordinate {m}
, !- Vertex 10 Z-coordinate {m}
, !- Vertex 11 X-coordinate {m}
, !- Vertex 11 Y-coordinate {m}
, !- Vertex 11 Z-coordinate {m}
, !- Vertex 12 X-coordinate {m}
, !- Vertex 12 Y-coordinate {m}
, !- Vertex 12 Z-coordinate {m}
, !- Vertex 13 X-coordinate {m}
, !- Vertex 13 Y-coordinate {m}
, !- Vertex 13 Z-coordinate {m}
, !- Vertex 14 X-coordinate {m}
, !- Vertex 14 Y-coordinate {m}
, !- Vertex 14 Z-coordinate {m}
, !- Vertex 15 X-coordinate {m}
, !- Vertex 15 Y-coordinate {m}
, !- Vertex 15 Z-coordinate {m}
, !- Vertex 16 X-coordinate {m}
, !- Vertex 16 Y-coordinate {m}
, !- Vertex 16 Z-coordinate {m}
, !- Vertex 17 X-coordinate {m}
, !- Vertex 17 Y-coordinate {m}
, !- Vertex 17 Z-coordinate {m}
, !- Vertex 18 X-coordinate {m}
, !- Vertex 18 Y-coordinate {m}
, !- Vertex 18 Z-coordinate {m}
, !- Vertex 19 X-coordinate {m}
, !- Vertex 19 Y-coordinate {m}
, !- Vertex 19 Z-coordinate {m}
, !- Vertex 20 X-coordinate {m}
, !- Vertex 20 Y-coordinate {m}
; !- Vertex 20 Z-coordinate {m}
BuildingSurface:Detailed,
L1-101-SalesCirculation1_Srf_7, !- Name
Wall, !- Surface Type
Hole, !- Construction Name
L1-101-SalesCirculation1 Thermal Zone, !- Zone Name
Surface, !- Outside Boundary Condition
L1-102-CheckoutBagging_Srf_1, !- Outside Boundary Condition Object
NoSun, !- Sun Exposure
NoWind, !- Wind Exposure
, !- View Factor to Ground
4, !- Number of Vertices
55.809, !- Vertex 1 X-coordinate {m}
26.949, !- Vertex 1 Y-coordinate {m}
2.134, !- Vertex 1 Z-coordinate {m}
55.809, !- Vertex 2 X-coordinate {m}
26.949, !- Vertex 2 Y-coordinate {m}
0, !- Vertex 2 Z-coordinate {m}
55.809, !- Vertex 3 X-coordinate {m}
27.645, !- Vertex 3 Y-coordinate {m}
0, !- Vertex 3 Z-coordinate {m}
55.809, !- Vertex 4 X-coordinate {m}
27.645, !- Vertex 4 Y-coordinate {m}
2.134, !- Vertex 4 Z-coordinate {m}
, !- Vertex 5 X-coordinate {m}
, !- Vertex 5 Y-coordinate {m}
, !- Vertex 5 Z-coordinate {m}
, !- Vertex 6 X-coordinate {m}
, !- Vertex 6 Y-coordinate {m}
, !- Vertex 6 Z-coordinate {m}
, !- Vertex 7 X-coordinate {m}
, !- Vertex 7 Y-coordinate {m}
, !- Vertex 7 Z-coordinate {m}
, !- Vertex 8 X-coordinate {m}
, !- Vertex 8 Y-coordinate {m}
, !- Vertex 8 Z-coordinate {m}
, !- Vertex 9 X-coordinate {m}
, !- Vertex 9 Y-coordinate {m}
, !- Vertex 9 Z-coordinate {m}
, !- Vertex 10 X-coordinate {m}
, !- Vertex 10 Y-coordinate {m}
, !- Vertex 10 Z-coordinate {m}
, !- Vertex 11 X-coordinate {m}
, !- Vertex 11 Y-coordinate {m}
, !- Vertex 11 Z-coordinate {m}
, !- Vertex 12 X-coordinate {m}
, !- Vertex 12 Y-coordinate {m}
, !- Vertex 12 Z-coordinate {m}
, !- Vertex 13 X-coordinate {m}
, !- Vertex 13 Y-coordinate {m}
, !- Vertex 13 Z-coordinate {m}
, !- Vertex 14 X-coordinate {m}
, !- Vertex 14 Y-coordinate {m}
, !- Vertex 14 Z-coordinate {m}
, !- Vertex 15 X-coordinate {m}
, !- Vertex 15 Y-coordinate {m}
, !- Vertex 15 Z-coordinate {m}
, !- Vertex 16 X-coordinate {m}
, !- Vertex 16 Y-coordinate {m}
, !- Vertex 16 Z-coordinate {m}
, !- Vertex 17 X-coordinate {m}
, !- Vertex 17 Y-coordinate {m}
, !- Vertex 17 Z-coordinate {m}
, !- Vertex 18 X-coordinate {m}
, !- Vertex 18 Y-coordinate {m}
, !- Vertex 18 Z-coordinate {m}
, !- Vertex 19 X-coordinate {m}
, !- Vertex 19 Y-coordinate {m}
, !- Vertex 19 Z-coordinate {m}
, !- Vertex 20 X-coordinate {m}
, !- Vertex 20 Y-coordinate {m}
; !- Vertex 20 Z-coordinate {m}
BuildingSurface:Detailed,
L1-101-SalesCirculation1_Srf_8, !- Name
Roof, !- Surface Type
Roof_BOH, !- Construction Name
L1-101-SalesCirculation1 Thermal Zone, !- Zone Name
Outdoors, !- Outside Boundary Condition
, !- Outside Boundary Condition Object
SunExposed, !- Sun Exposure
WindExposed, !- Wind Exposure
, !- View Factor to Ground
6, !- Number of Vertices
53.005, !- Vertex 1 X-coordinate {m}
31.364, !- Vertex 1 Y-coordinate {m}
2.134, !- Vertex 1 Z-coordinate {m}
53.005, !- Vertex 2 X-coordinate {m}
28.164, !- Vertex 2 Y-coordinate {m}
2.134, !- Vertex 2 Z-coordinate {m}
52.182, !- Vertex 3 X-coordinate {m}
28.164, !- Vertex 3 Y-coordinate {m}
2.134, !- Vertex 3 Z-coordinate {m}
52.182, !- Vertex 4 X-coordinate {m}
26.949, !- Vertex 4 Y-coordinate {m}
2.134, !- Vertex 4 Z-coordinate {m}
55.809, !- Vertex 5 X-coordinate {m}
26.949, !- Vertex 5 Y-coordinate {m}
2.134, !- Vertex 5 Z-coordinate {m}
55.809, !- Vertex 6 X-coordinate {m}
31.364, !- Vertex 6 Y-coordinate {m}
2.134, !- Vertex 6 Z-coordinate {m}
, !- Vertex 7 X-coordinate {m}
, !- Vertex 7 Y-coordinate {m}
, !- Vertex 7 Z-coordinate {m}
, !- Vertex 8 X-coordinate {m}
, !- Vertex 8 Y-coordinate {m}
, !- Vertex 8 Z-coordinate {m}
, !- Vertex 9 X-coordinate {m}
, !- Vertex 9 Y-coordinate {m}
, !- Vertex 9 Z-coordinate {m}
, !- Vertex 10 X-coordinate {m}
, !- Vertex 10 Y-coordinate {m}
, !- Vertex 10 Z-coordinate {m}
, !- Vertex 11 X-coordinate {m}
, !- Vertex 11 Y-coordinate {m}
, !- Vertex 11 Z-coordinate {m}
, !- Vertex 12 X-coordinate {m}
, !- Vertex 12 Y-coordinate {m}
, !- Vertex 12 Z-coordinate {m}
, !- Vertex 13 X-coordinate {m}
, !- Vertex 13 Y-coordinate {m}
, !- Vertex 13 Z-coordinate {m}
, !- Vertex 14 X-coordinate {m}
, !- Vertex 14 Y-coordinate {m}
, !- Vertex 14 Z-coordinate {m}
, !- Vertex 15 X-coordinate {m}
, !- Vertex 15 Y-coordinate {m}
, !- Vertex 15 Z-coordinate {m}
, !- Vertex 16 X-coordinate {m}
, !- Vertex 16 Y-coordinate {m}
, !- Vertex 16 Z-coordinate {m}
, !- Vertex 17 X-coordinate {m}
, !- Vertex 17 Y-coordinate {m}
, !- Vertex 17 Z-coordinate {m}
, !- Vertex 18 X-coordinate {m}
, !- Vertex 18 Y-coordinate {m}
, !- Vertex 18 Z-coordinate {m}
, !- Vertex 19 X-coordinate {m}
, !- Vertex 19 Y-coordinate {m}
, !- Vertex 19 Z-coordinate {m}
, !- Vertex 20 X-coordinate {m}
, !- Vertex 20 Y-coordinate {m}
; !- Vertex 20 Z-coordinate {m}
BuildingSurface:Detailed,
L1-101-SalesCirculation10_Srf_0, !- Name
Floor, !- Surface Type
Hole, !- Construction Name
L1-101-SalesCirculation10 Thermal Zone, !- Zone Name
ground, !- Outside Boundary Condition
, !- Outside Boundary Condition Object
NoSun, !- Sun Exposure
NoWind, !- Wind Exposure
, !- View Factor to Ground
6, !- Number of Vertices
77.337, !- Vertex 1 X-coordinate {m}
31.364, !- Vertex 1 Y-coordinate {m}
0, !- Vertex 1 Z-coordinate {m}
77.337, !- Vertex 2 X-coordinate {m}
29.209, !- Vertex 2 Y-coordinate {m}
0, !- Vertex 2 Z-coordinate {m}
71.841, !- Vertex 3 X-coordinate {m}
29.209, !- Vertex 3 Y-coordinate {m}
0, !- Vertex 3 Z-coordinate {m}
71.841, !- Vertex 4 X-coordinate {m}
26.949, !- Vertex 4 Y-coordinate {m}
0, !- Vertex 4 Z-coordinate {m}
70.439, !- Vertex 5 X-coordinate {m}
26.949, !- Vertex 5 Y-coordinate {m}
0, !- Vertex 5 Z-coordinate {m}
70.439, !- Vertex 6 X-coordinate {m}
31.364, !- Vertex 6 Y-coordinate {m}
0, !- Vertex 6 Z-coordinate {m}
, !- Vertex 7 X-coordinate {m}
, !- Vertex 7 Y-coordinate {m}
, !- Vertex 7 Z-coordinate {m}
, !- Vertex 8 X-coordinate {m}
, !- Vertex 8 Y-coordinate {m}
, !- Vertex 8 Z-coordinate {m}
, !- Vertex 9 X-coordinate {m}
, !- Vertex 9 Y-coordinate {m}
, !- Vertex 9 Z-coordinate {m}
, !- Vertex 10 X-coordinate {m}
, !- Vertex 10 Y-coordinate {m}
, !- Vertex 10 Z-coordinate {m}
, !- Vertex 11 X-coordinate {m}
, !- Vertex 11 Y-coordinate {m}
, !- Vertex 11 Z-coordinate {m}
, !- Vertex 12 X-coordinate {m}
, !- Vertex 12 Y-coordinate {m}
, !- Vertex 12 Z-coordinate {m}
, !- Vertex 13 X-coordinate {m}
, !- Vertex 13 Y-coordinate {m}
, !- Vertex 13 Z-coordinate {m}
, !- Vertex 14 X-coordinate {m}
, !- Vertex 14 Y-coordinate {m}
, !- Vertex 14 Z-coordinate {m}
, !- Vertex 15 X-coordinate {m}
, !- Vertex 15 Y-coordinate {m}
, !- Vertex 15 Z-coordinate {m}
, !- Vertex 16 X-coordinate {m}
, !- Vertex 16 Y-coordinate {m}
, !- Vertex 16 Z-coordinate {m}
, !- Vertex 17 X-coordinate {m}
, !- Vertex 17 Y-coordinate {m}
, !- Vertex 17 Z-coordinate {m}
, !- Vertex 18 X-coordinate {m}
, !- Vertex 18 Y-coordinate {m}
, !- Vertex 18 Z-coordinate {m}
, !- Vertex 19 X-coordinate {m}
, !- Vertex 19 Y-coordinate {m}
, !- Vertex 19 Z-coordinate {m}
, !- Vertex 20 X-coordinate {m}
, !- Vertex 20 Y-coordinate {m}
; !- Vertex 20 Z-coordinate {m}
BuildingSurface:Detailed,
L1-101-SalesCirculation10_Srf_1, !- Name
Wall, !- Surface Type
Hole, !- Construction Name
L1-101-SalesCirculation10 Thermal Zone, !- Zone Name
Surface, !- Outside Boundary Condition
L1-101-SalesCirculation9_Srf_5, !- Outside Boundary Condition Object
NoSun, !- Sun Exposure
NoWind, !- Wind Exposure
, !- View Factor to Ground
4, !- Number of Vertices
77.337, !- Vertex 1 X-coordinate {m}
31.364, !- Vertex 1 Y-coordinate {m}
2.134, !- Vertex 1 Z-coordinate {m}
77.337, !- Vertex 2 X-coordinate {m}
31.364, !- Vertex 2 Y-coordinate {m}
0, !- Vertex 2 Z-coordinate {m}
70.439, !- Vertex 3 X-coordinate {m}
31.364, !- Vertex 3 Y-coordinate {m}
0, !- Vertex 3 Z-coordinate {m}
70.439, !- Vertex 4 X-coordinate {m}
31.364, !- Vertex 4 Y-coordinate {m}
2.134, !- Vertex 4 Z-coordinate {m}
, !- Vertex 5 X-coordinate {m}
, !- Vertex 5 Y-coordinate {m}
, !- Vertex 5 Z-coordinate {m}
, !- Vertex 6 X-coordinate {m}
, !- Vertex 6 Y-coordinate {m}
, !- Vertex 6 Z-coordinate {m}
, !- Vertex 7 X-coordinate {m}
, !- Vertex 7 Y-coordinate {m}
, !- Vertex 7 Z-coordinate {m}
, !- Vertex 8 X-coordinate {m}
, !- Vertex 8 Y-coordinate {m}
, !- Vertex 8 Z-coordinate {m}
, !- Vertex 9 X-coordinate {m}
, !- Vertex 9 Y-coordinate {m}
, !- Vertex 9 Z-coordinate {m}
, !- Vertex 10 X-coordinate {m}
, !- Vertex 10 Y-coordinate {m}
, !- Vertex 10 Z-coordinate {m}
, !- Vertex 11 X-coordinate {m}
, !- Vertex 11 Y-coordinate {m}
, !- Vertex 11 Z-coordinate {m}
, !- Vertex 12 X-coordinate {m}
, !- Vertex 12 Y-coordinate {m}
, !- Vertex 12 Z-coordinate {m}
, !- Vertex 13 X-coordinate {m}
, !- Vertex 13 Y-coordinate {m}
, !- Vertex 13 Z-coordinate {m}
, !- Vertex 14 X-coordinate {m}
, !- Vertex 14 Y-coordinate {m}
, !- Vertex 14 Z-coordinate {m}
, !- Vertex 15 X-coordinate {m}
, !- Vertex 15 Y-coordinate {m}
, !- Vertex 15 Z-coordinate {m}
, !- Vertex 16 X-coordinate {m}
, !- Vertex 16 Y-coordinate {m}
, !- Vertex 16 Z-coordinate {m}
, !- Vertex 17 X-coordinate {m}
, !- Vertex 17 Y-coordinate {m}
, !- Vertex 17 Z-coordinate {m}
, !- Vertex 18 X-coordinate {m}
, !- Vertex 18 Y-coordinate {m}
, !- Vertex 18 Z-coordinate {m}
, !- Vertex 19 X-coordinate {m}
, !- Vertex 19 Y-coordinate {m}
, !- Vertex 19 Z-coordinate {m}
, !- Vertex 20 X-coordinate {m}
, !- Vertex 20 Y-coordinate {m}
; !- Vertex 20 Z-coordinate {m}
BuildingSurface:Detailed,
L1-101-SalesCirculation10_Srf_2, !- Name
Wall, !- Surface Type
Hole, !- Construction Name
L1-101-SalesCirculation10 Thermal Zone, !- Zone Name
Surface, !- Outside Boundary Condition
L1-102-SelfCheckout_Srf_2, !- Outside Boundary Condition Object
NoSun, !- Sun Exposure
NoWind, !- Wind Exposure
, !- View Factor to Ground
4, !- Number of Vertices
70.439, !- Vertex 1 X-coordinate {m}
31.364, !- Vertex 1 Y-coordinate {m}
2.134, !- Vertex 1 Z-coordinate {m}
70.439, !- Vertex 2 X-coordinate {m}
31.364, !- Vertex 2 Y-coordinate {m}
0, !- Vertex 2 Z-coordinate {m}
70.439, !- Vertex 3 X-coordinate {m}
26.949, !- Vertex 3 Y-coordinate {m}
0, !- Vertex 3 Z-coordinate {m}
70.439, !- Vertex 4 X-coordinate {m}
26.949, !- Vertex 4 Y-coordinate {m}
2.134, !- Vertex 4 Z-coordinate {m}
, !- Vertex 5 X-coordinate {m}
, !- Vertex 5 Y-coordinate {m}
, !- Vertex 5 Z-coordinate {m}
, !- Vertex 6 X-coordinate {m}
, !- Vertex 6 Y-coordinate {m}
, !- Vertex 6 Z-coordinate {m}
, !- Vertex 7 X-coordinate {m}
, !- Vertex 7 Y-coordinate {m}
, !- Vertex 7 Z-coordinate {m}
, !- Vertex 8 X-coordinate {m}
, !- Vertex 8 Y-coordinate {m}
, !- Vertex 8 Z-coordinate {m}
, !- Vertex 9 X-coordinate {m}
, !- Vertex 9 Y-coordinate {m}
, !- Vertex 9 Z-coordinate {m}
, !- Vertex 10 X-coordinate {m}
, !- Vertex 10 Y-coordinate {m}
, !- Vertex 10 Z-coordinate {m}
, !- Vertex 11 X-coordinate {m}
, !- Vertex 11 Y-coordinate {m}
, !- Vertex 11 Z-coordinate {m}
, !- Vertex 12 X-coordinate {m}
, !- Vertex 12 Y-coordinate {m}
, !- Vertex 12 Z-coordinate {m}
, !- Vertex 13 X-coordinate {m}
, !- Vertex 13 Y-coordinate {m}
, !- Vertex 13 Z-coordinate {m}
, !- Vertex 14 X-coordinate {m}
, !- Vertex 14 Y-coordinate {m}
, !- Vertex 14 Z-coordinate {m}
, !- Vertex 15 X-coordinate {m}
, !- Vertex 15 Y-coordinate {m}
, !- Vertex 15 Z-coordinate {m}
, !- Vertex 16 X-coordinate {m}
, !- Vertex 16 Y-coordinate {m}
, !- Vertex 16 Z-coordinate {m}
, !- Vertex 17 X-coordinate {m}
, !- Vertex 17 Y-coordinate {m}
, !- Vertex 17 Z-coordinate {m}
, !- Vertex 18 X-coordinate {m}
, !- Vertex 18 Y-coordinate {m}
, !- Vertex 18 Z-coordinate {m}
, !- Vertex 19 X-coordinate {m}
, !- Vertex 19 Y-coordinate {m}
, !- Vertex 19 Z-coordinate {m}
, !- Vertex 20 X-coordinate {m}
, !- Vertex 20 Y-coordinate {m}
; !- Vertex 20 Z-coordinate {m}
BuildingSurface:Detailed,
L1-101-SalesCirculation10_Srf_3, !- Name
Wall, !- Surface Type
Hole, !- Construction Name
L1-101-SalesCirculation10 Thermal Zone, !- Zone Name
Surface, !- Outside Boundary Condition
L1-102-Exit_Srf_5, !- Outside Boundary Condition Object
NoSun, !- Sun Exposure
NoWind, !- Wind Exposure
, !- View Factor to Ground
4, !- Number of Vertices
70.439, !- Vertex 1 X-coordinate {m}
26.949, !- Vertex 1 Y-coordinate {m}
2.134, !- Vertex 1 Z-coordinate {m}
70.439, !- Vertex 2 X-coordinate {m}
26.949, !- Vertex 2 Y-coordinate {m}
0, !- Vertex 2 Z-coordinate {m}
71.841, !- Vertex 3 X-coordinate {m}
26.949, !- Vertex 3 Y-coordinate {m}
0, !- Vertex 3 Z-coordinate {m}
71.841, !- Vertex 4 X-coordinate {m}
26.949, !- Vertex 4 Y-coordinate {m}
2.134, !- Vertex 4 Z-coordinate {m}
, !- Vertex 5 X-coordinate {m}
, !- Vertex 5 Y-coordinate {m}
, !- Vertex 5 Z-coordinate {m}
, !- Vertex 6 X-coordinate {m}
, !- Vertex 6 Y-coordinate {m}
, !- Vertex 6 Z-coordinate {m}
, !- Vertex 7 X-coordinate {m}
, !- Vertex 7 Y-coordinate {m}
, !- Vertex 7 Z-coordinate {m}
, !- Vertex 8 X-coordinate {m}
, !- Vertex 8 Y-coordinate {m}
, !- Vertex 8 Z-coordinate {m}
, !- Vertex 9 X-coordinate {m}
, !- Vertex 9 Y-coordinate {m}
, !- Vertex 9 Z-coordinate {m}
, !- Vertex 10 X-coordinate {m}
, !- Vertex 10 Y-coordinate {m}
, !- Vertex 10 Z-coordinate {m}
, !- Vertex 11 X-coordinate {m}
, !- Vertex 11 Y-coordinate {m}
, !- Vertex 11 Z-coordinate {m}
, !- Vertex 12 X-coordinate {m}
, !- Vertex 12 Y-coordinate {m}
, !- Vertex 12 Z-coordinate {m}
, !- Vertex 13 X-coordinate {m}
, !- Vertex 13 Y-coordinate {m}
, !- Vertex 13 Z-coordinate {m}
, !- Vertex 14 X-coordinate {m}
, !- Vertex 14 Y-coordinate {m}
, !- Vertex 14 Z-coordinate {m}
, !- Vertex 15 X-coordinate {m}
, !- Vertex 15 Y-coordinate {m}
, !- Vertex 15 Z-coordinate {m}
, !- Vertex 16 X-coordinate {m}
, !- Vertex 16 Y-coordinate {m}
, !- Vertex 16 Z-coordinate {m}
, !- Vertex 17 X-coordinate {m}
, !- Vertex 17 Y-coordinate {m}
, !- Vertex 17 Z-coordinate {m}
, !- Vertex 18 X-coordinate {m}
, !- Vertex 18 Y-coordinate {m}
, !- Vertex 18 Z-coordinate {m}
, !- Vertex 19 X-coordinate {m}
, !- Vertex 19 Y-coordinate {m}
, !- Vertex 19 Z-coordinate {m}
, !- Vertex 20 X-coordinate {m}
, !- Vertex 20 Y-coordinate {m}
; !- Vertex 20 Z-coordinate {m}
BuildingSurface:Detailed,
L1-101-SalesCirculation10_Srf_4, !- Name
Wall, !- Surface Type
Hole, !- Construction Name
L1-101-SalesCirculation10 Thermal Zone, !- Zone Name
Surface, !- Outside Boundary Condition
L1-127-Coffee_Srf_2, !- Outside Boundary Condition Object
NoSun, !- Sun Exposure
NoWind, !- Wind Exposure
, !- View Factor to Ground
4, !- Number of Vertices
71.841, !- Vertex 1 X-coordinate {m}
26.949, !- Vertex 1 Y-coordinate {m}
2.134, !- Vertex 1 Z-coordinate {m}
71.841, !- Vertex 2 X-coordinate {m}
26.949, !- Vertex 2 Y-coordinate {m}
0, !- Vertex 2 Z-coordinate {m}
71.841, !- Vertex 3 X-coordinate {m}
29.209, !- Vertex 3 Y-coordinate {m}
0, !- Vertex 3 Z-coordinate {m}
71.841, !- Vertex 4 X-coordinate {m}
29.209, !- Vertex 4 Y-coordinate {m}
2.134, !- Vertex 4 Z-coordinate {m}
, !- Vertex 5 X-coordinate {m}
, !- Vertex 5 Y-coordinate {m}
, !- Vertex 5 Z-coordinate {m}
, !- Vertex 6 X-coordinate {m}
, !- Vertex 6 Y-coordinate {m}
, !- Vertex 6 Z-coordinate {m}
, !- Vertex 7 X-coordinate {m}
, !- Vertex 7 Y-coordinate {m}
, !- Vertex 7 Z-coordinate {m}
, !- Vertex 8 X-coordinate {m}
, !- Vertex 8 Y-coordinate {m}
, !- Vertex 8 Z-coordinate {m}
, !- Vertex 9 X-coordinate {m}
, !- Vertex 9 Y-coordinate {m}
, !- Vertex 9 Z-coordinate {m}
, !- Vertex 10 X-coordinate {m}
, !- Vertex 10 Y-coordinate {m}
, !- Vertex 10 Z-coordinate {m}
, !- Vertex 11 X-coordinate {m}
, !- Vertex 11 Y-coordinate {m}
, !- Vertex 11 Z-coordinate {m}
, !- Vertex 12 X-coordinate {m}
, !- Vertex 12 Y-coordinate {m}
, !- Vertex 12 Z-coordinate {m}
, !- Vertex 13 X-coordinate {m}
, !- Vertex 13 Y-coordinate {m}
, !- Vertex 13 Z-coordinate {m}
, !- Vertex 14 X-coordinate {m}
, !- Vertex 14 Y-coordinate {m}
, !- Vertex 14 Z-coordinate {m}
, !- Vertex 15 X-coordinate {m}
, !- Vertex 15 Y-coordinate {m}
, !- Vertex 15 Z-coordinate {m}
, !- Vertex 16 X-coordinate {m}
, !- Vertex 16 Y-coordinate {m}
, !- Vertex 16 Z-coordinate {m}
, !- Vertex 17 X-coordinate {m}
, !- Vertex 17 Y-coordinate {m}
, !- Vertex 17 Z-coordinate {m}
, !- Vertex 18 X-coordinate {m}
, !- Vertex 18 Y-coordinate {m}
, !- Vertex 18 Z-coordinate {m}
, !- Vertex 19 X-coordinate {m}
, !- Vertex 19 Y-coordinate {m}
, !- Vertex 19 Z-coordinate {m}
, !- Vertex 20 X-coordinate {m}
, !- Vertex 20 Y-coordinate {m}
; !- Vertex 20 Z-coordinate {m}
BuildingSurface:Detailed,
L1-101-SalesCirculation10_Srf_5, !- Name
Wall, !- Surface Type
Wall_Exterior, !- Construction Name
L1-101-SalesCirculation10 Thermal Zone, !- Zone Name
Outdoors, !- Outside Boundary Condition
, !- Outside Boundary Condition Object
SunExposed, !- Sun Exposure
WindExposed, !- Wind Exposure
, !- View Factor to Ground
4, !- Number of Vertices
71.841, !- Vertex 1 X-coordinate {m}
29.209, !- Vertex 1 Y-coordinate {m}
2.134, !- Vertex 1 Z-coordinate {m}
71.841, !- Vertex 2 X-coordinate {m}
29.209, !- Vertex 2 Y-coordinate {m}
0, !- Vertex 2 Z-coordinate {m}
77.337, !- Vertex 3 X-coordinate {m}
29.209, !- Vertex 3 Y-coordinate {m}
0, !- Vertex 3 Z-coordinate {m}
77.337, !- Vertex 4 X-coordinate {m}
29.209, !- Vertex 4 Y-coordinate {m}
2.134, !- Vertex 4 Z-coordinate {m}
, !- Vertex 5 X-coordinate {m}
, !- Vertex 5 Y-coordinate {m}
, !- Vertex 5 Z-coordinate {m}
, !- Vertex 6 X-coordinate {m}
, !- Vertex 6 Y-coordinate {m}
, !- Vertex 6 Z-coordinate {m}
, !- Vertex 7 X-coordinate {m}
, !- Vertex 7 Y-coordinate {m}
, !- Vertex 7 Z-coordinate {m}
, !- Vertex 8 X-coordinate {m}
, !- Vertex 8 Y-coordinate {m}
, !- Vertex 8 Z-coordinate {m}
, !- Vertex 9 X-coordinate {m}
, !- Vertex 9 Y-coordinate {m}
, !- Vertex 9 Z-coordinate {m}
, !- Vertex 10 X-coordinate {m}
, !- Vertex 10 Y-coordinate {m}
, !- Vertex 10 Z-coordinate {m}
, !- Vertex 11 X-coordinate {m}
, !- Vertex 11 Y-coordinate {m}
, !- Vertex 11 Z-coordinate {m}
, !- Vertex 12 X-coordinate {m}
, !- Vertex 12 Y-coordinate {m}
, !- Vertex 12 Z-coordinate {m}
, !- Vertex 13 X-coordinate {m}
, !- Vertex 13 Y-coordinate {m}
, !- Vertex 13 Z-coordinate {m}
, !- Vertex 14 X-coordinate {m}
, !- Vertex 14 Y-coordinate {m}
, !- Vertex 14 Z-coordinate {m}
, !- Vertex 15 X-coordinate {m}
, !- Vertex 15 Y-coordinate {m}
, !- Vertex 15 Z-coordinate {m}
, !- Vertex 16 X-coordinate {m}
, !- Vertex 16 Y-coordinate {m}
, !- Vertex 16 Z-coordinate {m}
, !- Vertex 17 X-coordinate {m}
, !- Vertex 17 Y-coordinate {m}
, !- Vertex 17 Z-coordinate {m}
, !- Vertex 18 X-coordinate {m}
, !- Vertex 18 Y-coordinate {m}
, !- Vertex 18 Z-coordinate {m}
, !- Vertex 19 X-coordinate {m}
, !- Vertex 19 Y-coordinate {m}
, !- Vertex 19 Z-coordinate {m}
, !- Vertex 20 X-coordinate {m}
, !- Vertex 20 Y-coordinate {m}
; !- Vertex 20 Z-coordinate {m}
BuildingSurface:Detailed,
L1-101-SalesCirculation10_Srf_6, !- Name
Wall, !- Surface Type
Hole, !- Construction Name
L1-101-SalesCirculation10 Thermal Zone, !- Zone Name
Surface, !- Outside Boundary Condition
L1-101-SalesRefrigerationReachInBeverages_Srf_1, !- Outside Boundary Condition Object
NoSun, !- Sun Exposure
NoWind, !- Wind Exposure
, !- View Factor to Ground
4, !- Number of Vertices
77.337, !- Vertex 1 X-coordinate {m}
29.209, !- Vertex 1 Y-coordinate {m}
2.134, !- Vertex 1 Z-coordinate {m}
77.337, !- Vertex 2 X-coordinate {m}
29.209, !- Vertex 2 Y-coordinate {m}
0, !- Vertex 2 Z-coordinate {m}
77.337, !- Vertex 3 X-coordinate {m}
31.364, !- Vertex 3 Y-coordinate {m}
0, !- Vertex 3 Z-coordinate {m}
77.337, !- Vertex 4 X-coordinate {m}
31.364, !- Vertex 4 Y-coordinate {m}
2.134, !- Vertex 4 Z-coordinate {m}
, !- Vertex 5 X-coordinate {m}
, !- Vertex 5 Y-coordinate {m}
, !- Vertex 5 Z-coordinate {m}
, !- Vertex 6 X-coordinate {m}
, !- Vertex 6 Y-coordinate {m}
, !- Vertex 6 Z-coordinate {m}
, !- Vertex 7 X-coordinate {m}
, !- Vertex 7 Y-coordinate {m}
, !- Vertex 7 Z-coordinate {m}
, !- Vertex 8 X-coordinate {m}
, !- Vertex 8 Y-coordinate {m}
, !- Vertex 8 Z-coordinate {m}
, !- Vertex 9 X-coordinate {m}
, !- Vertex 9 Y-coordinate {m}
, !- Vertex 9 Z-coordinate {m}
, !- Vertex 10 X-coordinate {m}
, !- Vertex 10 Y-coordinate {m}
, !- Vertex 10 Z-coordinate {m}
, !- Vertex 11 X-coordinate {m}
, !- Vertex 11 Y-coordinate {m}
, !- Vertex 11 Z-coordinate {m}
, !- Vertex 12 X-coordinate {m}
, !- Vertex 12 Y-coordinate {m}
, !- Vertex 12 Z-coordinate {m}
, !- Vertex 13 X-coordinate {m}
, !- Vertex 13 Y-coordinate {m}
, !- Vertex 13 Z-coordinate {m}
, !- Vertex 14 X-coordinate {m}
, !- Vertex 14 Y-coordinate {m}
, !- Vertex 14 Z-coordinate {m}
, !- Vertex 15 X-coordinate {m}
, !- Vertex 15 Y-coordinate {m}
, !- Vertex 15 Z-coordinate {m}
, !- Vertex 16 X-coordinate {m}
, !- Vertex 16 Y-coordinate {m}
, !- Vertex 16 Z-coordinate {m}
, !- Vertex 17 X-coordinate {m}
, !- Vertex 17 Y-coordinate {m}
, !- Vertex 17 Z-coordinate {m}
, !- Vertex 18 X-coordinate {m}
, !- Vertex 18 Y-coordinate {m}
, !- Vertex 18 Z-coordinate {m}
, !- Vertex 19 X-coordinate {m}
, !- Vertex 19 Y-coordinate {m}
, !- Vertex 19 Z-coordinate {m}
, !- Vertex 20 X-coordinate {m}
, !- Vertex 20 Y-coordinate {m}
; !- Vertex 20 Z-coordinate {m}
BuildingSurface:Detailed,
L1-101-SalesCirculation10_Srf_7, !- Name
Roof, !- Surface Type
Roof_BOH, !- Construction Name
L1-101-SalesCirculation10 Thermal Zone, !- Zone Name
Outdoors, !- Outside Boundary Condition
, !- Outside Boundary Condition Object
SunExposed, !- Sun Exposure
WindExposed, !- Wind Exposure
, !- View Factor to Ground
6, !- Number of Vertices
70.439, !- Vertex 1 X-coordinate {m}
31.364, !- Vertex 1 Y-coordinate {m}
2.134, !- Vertex 1 Z-coordinate {m}
70.439, !- Vertex 2 X-coordinate {m}
26.949, !- Vertex 2 Y-coordinate {m}
2.134, !- Vertex 2 Z-coordinate {m}
71.841, !- Vertex 3 X-coordinate {m}
26.949, !- Vertex 3 Y-coordinate {m}
2.134, !- Vertex 3 Z-coordinate {m}
71.841, !- Vertex 4 X-coordinate {m}
29.209, !- Vertex 4 Y-coordinate {m}
2.134, !- Vertex 4 Z-coordinate {m}
77.337, !- Vertex 5 X-coordinate {m}
29.209, !- Vertex 5 Y-coordinate {m}
2.134, !- Vertex 5 Z-coordinate {m}
77.337, !- Vertex 6 X-coordinate {m}
31.364, !- Vertex 6 Y-coordinate {m}
2.134, !- Vertex 6 Z-coordinate {m}
, !- Vertex 7 X-coordinate {m}
, !- Vertex 7 Y-coordinate {m}
, !- Vertex 7 Z-coordinate {m}
, !- Vertex 8 X-coordinate {m}
, !- Vertex 8 Y-coordinate {m}
, !- Vertex 8 Z-coordinate {m}
, !- Vertex 9 X-coordinate {m}
, !- Vertex 9 Y-coordinate {m}
, !- Vertex 9 Z-coordinate {m}
, !- Vertex 10 X-coordinate {m}
, !- Vertex 10 Y-coordinate {m}
, !- Vertex 10 Z-coordinate {m}
, !- Vertex 11 X-coordinate {m}
, !- Vertex 11 Y-coordinate {m}
, !- Vertex 11 Z-coordinate {m}
, !- Vertex 12 X-coordinate {m}
, !- Vertex 12 Y-coordinate {m}
, !- Vertex 12 Z-coordinate {m}
, !- Vertex 13 X-coordinate {m}
, !- Vertex 13 Y-coordinate {m}
, !- Vertex 13 Z-coordinate {m}
, !- Vertex 14 X-coordinate {m}
, !- Vertex 14 Y-coordinate {m}
, !- Vertex 14 Z-coordinate {m}
, !- Vertex 15 X-coordinate {m}
, !- Vertex 15 Y-coordinate {m}
, !- Vertex 15 Z-coordinate {m}
, !- Vertex 16 X-coordinate {m}
, !- Vertex 16 Y-coordinate {m}
, !- Vertex 16 Z-coordinate {m}
, !- Vertex 17 X-coordinate {m}
, !- Vertex 17 Y-coordinate {m}
, !- Vertex 17 Z-coordinate {m}
, !- Vertex 18 X-coordinate {m}
, !- Vertex 18 Y-coordinate {m}
, !- Vertex 18 Z-coordinate {m}
, !- Vertex 19 X-coordinate {m}
, !- Vertex 19 Y-coordinate {m}
, !- Vertex 19 Z-coordinate {m}
, !- Vertex 20 X-coordinate {m}
, !- Vertex 20 Y-coordinate {m}
; !- Vertex 20 Z-coordinate {m}
BuildingSurface:Detailed,
L1-101-SalesCirculation2_Srf_0, !- Name
Floor, !- Surface Type
Hole, !- Construction Name
L1-101-SalesCirculation2 Thermal Zone, !- Zone Name
ground, !- Outside Boundary Condition
, !- Outside Boundary Condition Object
NoSun, !- Sun Exposure
NoWind, !- Wind Exposure
, !- View Factor to Ground
8, !- Number of Vertices
65.196, !- Vertex 1 X-coordinate {m}
35.296, !- Vertex 1 Y-coordinate {m}
0, !- Vertex 1 Z-coordinate {m}
65.196, !- Vertex 2 X-coordinate {m}
33.284, !- Vertex 2 Y-coordinate {m}
0, !- Vertex 2 Z-coordinate {m}
66.446, !- Vertex 3 X-coordinate {m}
33.284, !- Vertex 3 Y-coordinate {m}
0, !- Vertex 3 Z-coordinate {m}
66.446, !- Vertex 4 X-coordinate {m}
31.364, !- Vertex 4 Y-coordinate {m}
0, !- Vertex 4 Z-coordinate {m}
53.005, !- Vertex 5 X-coordinate {m}
31.364, !- Vertex 5 Y-coordinate {m}
0, !- Vertex 5 Z-coordinate {m}
53.005, !- Vertex 6 X-coordinate {m}
34.869, !- Vertex 6 Y-coordinate {m}
0, !- Vertex 6 Z-coordinate {m}
63.856, !- Vertex 7 X-coordinate {m}
34.869, !- Vertex 7 Y-coordinate {m}
0, !- Vertex 7 Z-coordinate {m}
63.856, !- Vertex 8 X-coordinate {m}
35.296, !- Vertex 8 Y-coordinate {m}
0, !- Vertex 8 Z-coordinate {m}
, !- Vertex 9 X-coordinate {m}
, !- Vertex 9 Y-coordinate {m}
, !- Vertex 9 Z-coordinate {m}
, !- Vertex 10 X-coordinate {m}
, !- Vertex 10 Y-coordinate {m}
, !- Vertex 10 Z-coordinate {m}
, !- Vertex 11 X-coordinate {m}
, !- Vertex 11 Y-coordinate {m}
, !- Vertex 11 Z-coordinate {m}
, !- Vertex 12 X-coordinate {m}
, !- Vertex 12 Y-coordinate {m}
, !- Vertex 12 Z-coordinate {m}
, !- Vertex 13 X-coordinate {m}
, !- Vertex 13 Y-coordinate {m}
, !- Vertex 13 Z-coordinate {m}
, !- Vertex 14 X-coordinate {m}
, !- Vertex 14 Y-coordinate {m}
, !- Vertex 14 Z-coordinate {m}
, !- Vertex 15 X-coordinate {m}
, !- Vertex 15 Y-coordinate {m}
, !- Vertex 15 Z-coordinate {m}
, !- Vertex 16 X-coordinate {m}
, !- Vertex 16 Y-coordinate {m}
, !- Vertex 16 Z-coordinate {m}
, !- Vertex 17 X-coordinate {m}
, !- Vertex 17 Y-coordinate {m}
, !- Vertex 17 Z-coordinate {m}
, !- Vertex 18 X-coordinate {m}
, !- Vertex 18 Y-coordinate {m}
, !- Vertex 18 Z-coordinate {m}
, !- Vertex 19 X-coordinate {m}
, !- Vertex 19 Y-coordinate {m}
, !- Vertex 19 Z-coordinate {m}
, !- Vertex 20 X-coordinate {m}
, !- Vertex 20 Y-coordinate {m}
; !- Vertex 20 Z-coordinate {m}
BuildingSurface:Detailed,
L1-101-SalesCirculation2_Srf_1, !- Name
Wall, !- Surface Type
Hole, !- Construction Name
L1-101-SalesCirculation2 Thermal Zone, !- Zone Name
Surface, !- Outside Boundary Condition
L1-101-SalesAisle8_Srf_3,!- Outside Boundary Condition Object
NoSun, !- Sun Exposure
NoWind, !- Wind Exposure
, !- View Factor to Ground
4, !- Number of Vertices
61.239, !- Vertex 1 X-coordinate {m}
34.869, !- Vertex 1 Y-coordinate {m}
2.134, !- Vertex 1 Z-coordinate {m}
61.239, !- Vertex 2 X-coordinate {m}
34.869, !- Vertex 2 Y-coordinate {m}
0, !- Vertex 2 Z-coordinate {m}
59.492, !- Vertex 3 X-coordinate {m}
34.869, !- Vertex 3 Y-coordinate {m}
0, !- Vertex 3 Z-coordinate {m}
59.492, !- Vertex 4 X-coordinate {m}
34.869, !- Vertex 4 Y-coordinate {m}
2.134, !- Vertex 4 Z-coordinate {m}
, !- Vertex 5 X-coordinate {m}
, !- Vertex 5 Y-coordinate {m}
, !- Vertex 5 Z-coordinate {m}
, !- Vertex 6 X-coordinate {m}
, !- Vertex 6 Y-coordinate {m}
, !- Vertex 6 Z-coordinate {m}
, !- Vertex 7 X-coordinate {m}
, !- Vertex 7 Y-coordinate {m}
, !- Vertex 7 Z-coordinate {m}
, !- Vertex 8 X-coordinate {m}
, !- Vertex 8 Y-coordinate {m}
, !- Vertex 8 Z-coordinate {m}
, !- Vertex 9 X-coordinate {m}
, !- Vertex 9 Y-coordinate {m}
, !- Vertex 9 Z-coordinate {m}
, !- Vertex 10 X-coordinate {m}
, !- Vertex 10 Y-coordinate {m}
, !- Vertex 10 Z-coordinate {m}
, !- Vertex 11 X-coordinate {m}
, !- Vertex 11 Y-coordinate {m}
, !- Vertex 11 Z-coordinate {m}
, !- Vertex 12 X-coordinate {m}
, !- Vertex 12 Y-coordinate {m}
, !- Vertex 12 Z-coordinate {m}
, !- Vertex 13 X-coordinate {m}
, !- Vertex 13 Y-coordinate {m}
, !- Vertex 13 Z-coordinate {m}
, !- Vertex 14 X-coordinate {m}
, !- Vertex 14 Y-coordinate {m}
, !- Vertex 14 Z-coordinate {m}
, !- Vertex 15 X-coordinate {m}
, !- Vertex 15 Y-coordinate {m}
, !- Vertex 15 Z-coordinate {m}
, !- Vertex 16 X-coordinate {m}
, !- Vertex 16 Y-coordinate {m}
, !- Vertex 16 Z-coordinate {m}
, !- Vertex 17 X-coordinate {m}
, !- Vertex 17 Y-coordinate {m}
, !- Vertex 17 Z-coordinate {m}
, !- Vertex 18 X-coordinate {m}
, !- Vertex 18 Y-coordinate {m}
, !- Vertex 18 Z-coordinate {m}
, !- Vertex 19 X-coordinate {m}
, !- Vertex 19 Y-coordinate {m}
, !- Vertex 19 Z-coordinate {m}
, !- Vertex 20 X-coordinate {m}
, !- Vertex 20 Y-coordinate {m}
; !- Vertex 20 Z-coordinate {m}
BuildingSurface:Detailed,
L1-101-SalesCirculation2_Srf_10, !- Name
Wall, !- Surface Type
Hole, !- Construction Name
L1-101-SalesCirculation2 Thermal Zone, !- Zone Name
Surface, !- Outside Boundary Condition
L1-102-Checkout2_Srf_1, !- Outside Boundary Condition Object
NoSun, !- Sun Exposure
NoWind, !- Wind Exposure
, !- View Factor to Ground
4, !- Number of Vertices
60.046, !- Vertex 1 X-coordinate {m}
31.364, !- Vertex 1 Y-coordinate {m}
2.134, !- Vertex 1 Z-coordinate {m}
60.046, !- Vertex 2 X-coordinate {m}
31.364, !- Vertex 2 Y-coordinate {m}
0, !- Vertex 2 Z-coordinate {m}
62.21, !- Vertex 3 X-coordinate {m}
31.364, !- Vertex 3 Y-coordinate {m}
0, !- Vertex 3 Z-coordinate {m}
62.21, !- Vertex 4 X-coordinate {m}
31.364, !- Vertex 4 Y-coordinate {m}
2.134, !- Vertex 4 Z-coordinate {m}
, !- Vertex 5 X-coordinate {m}
, !- Vertex 5 Y-coordinate {m}
, !- Vertex 5 Z-coordinate {m}
, !- Vertex 6 X-coordinate {m}
, !- Vertex 6 Y-coordinate {m}
, !- Vertex 6 Z-coordinate {m}
, !- Vertex 7 X-coordinate {m}
, !- Vertex 7 Y-coordinate {m}
, !- Vertex 7 Z-coordinate {m}
, !- Vertex 8 X-coordinate {m}
, !- Vertex 8 Y-coordinate {m}
, !- Vertex 8 Z-coordinate {m}
, !- Vertex 9 X-coordinate {m}
, !- Vertex 9 Y-coordinate {m}
, !- Vertex 9 Z-coordinate {m}
, !- Vertex 10 X-coordinate {m}
, !- Vertex 10 Y-coordinate {m}
, !- Vertex 10 Z-coordinate {m}
, !- Vertex 11 X-coordinate {m}
, !- Vertex 11 Y-coordinate {m}
, !- Vertex 11 Z-coordinate {m}
, !- Vertex 12 X-coordinate {m}
, !- Vertex 12 Y-coordinate {m}
, !- Vertex 12 Z-coordinate {m}
, !- Vertex 13 X-coordinate {m}
, !- Vertex 13 Y-coordinate {m}
, !- Vertex 13 Z-coordinate {m}
, !- Vertex 14 X-coordinate {m}
, !- Vertex 14 Y-coordinate {m}
, !- Vertex 14 Z-coordinate {m}
, !- Vertex 15 X-coordinate {m}
, !- Vertex 15 Y-coordinate {m}
, !- Vertex 15 Z-coordinate {m}
, !- Vertex 16 X-coordinate {m}
, !- Vertex 16 Y-coordinate {m}
, !- Vertex 16 Z-coordinate {m}
, !- Vertex 17 X-coordinate {m}
, !- Vertex 17 Y-coordinate {m}
, !- Vertex 17 Z-coordinate {m}
, !- Vertex 18 X-coordinate {m}
, !- Vertex 18 Y-coordinate {m}
, !- Vertex 18 Z-coordinate {m}
, !- Vertex 19 X-coordinate {m}
, !- Vertex 19 Y-coordinate {m}
, !- Vertex 19 Z-coordinate {m}
, !- Vertex 20 X-coordinate {m}
, !- Vertex 20 Y-coordinate {m}
; !- Vertex 20 Z-coordinate {m}
BuildingSurface:Detailed,
L1-101-SalesCirculation2_Srf_11, !- Name
Wall, !- Surface Type
Hole, !- Construction Name
L1-101-SalesCirculation2 Thermal Zone, !- Zone Name
Surface, !- Outside Boundary Condition
L1-102-Checkout3_Srf_1, !- Outside Boundary Condition Object
NoSun, !- Sun Exposure
NoWind, !- Wind Exposure
, !- View Factor to Ground
4, !- Number of Vertices
62.21, !- Vertex 1 X-coordinate {m}
31.364, !- Vertex 1 Y-coordinate {m}
2.134, !- Vertex 1 Z-coordinate {m}
62.21, !- Vertex 2 X-coordinate {m}
31.364, !- Vertex 2 Y-coordinate {m}
0, !- Vertex 2 Z-coordinate {m}
64.374, !- Vertex 3 X-coordinate {m}
31.364, !- Vertex 3 Y-coordinate {m}
0, !- Vertex 3 Z-coordinate {m}
64.374, !- Vertex 4 X-coordinate {m}
31.364, !- Vertex 4 Y-coordinate {m}
2.134, !- Vertex 4 Z-coordinate {m}
, !- Vertex 5 X-coordinate {m}
, !- Vertex 5 Y-coordinate {m}
, !- Vertex 5 Z-coordinate {m}
, !- Vertex 6 X-coordinate {m}
, !- Vertex 6 Y-coordinate {m}
, !- Vertex 6 Z-coordinate {m}
, !- Vertex 7 X-coordinate {m}
, !- Vertex 7 Y-coordinate {m}
, !- Vertex 7 Z-coordinate {m}
, !- Vertex 8 X-coordinate {m}
, !- Vertex 8 Y-coordinate {m}
, !- Vertex 8 Z-coordinate {m}
, !- Vertex 9 X-coordinate {m}
, !- Vertex 9 Y-coordinate {m}
, !- Vertex 9 Z-coordinate {m}
, !- Vertex 10 X-coordinate {m}
, !- Vertex 10 Y-coordinate {m}
, !- Vertex 10 Z-coordinate {m}
, !- Vertex 11 X-coordinate {m}
, !- Vertex 11 Y-coordinate {m}
, !- Vertex 11 Z-coordinate {m}
, !- Vertex 12 X-coordinate {m}
, !- Vertex 12 Y-coordinate {m}
, !- Vertex 12 Z-coordinate {m}
, !- Vertex 13 X-coordinate {m}
, !- Vertex 13 Y-coordinate {m}
, !- Vertex 13 Z-coordinate {m}
, !- Vertex 14 X-coordinate {m}
, !- Vertex 14 Y-coordinate {m}
, !- Vertex 14 Z-coordinate {m}
, !- Vertex 15 X-coordinate {m}
, !- Vertex 15 Y-coordinate {m}
, !- Vertex 15 Z-coordinate {m}
, !- Vertex 16 X-coordinate {m}
, !- Vertex 16 Y-coordinate {m}
, !- Vertex 16 Z-coordinate {m}
, !- Vertex 17 X-coordinate {m}
, !- Vertex 17 Y-coordinate {m}
, !- Vertex 17 Z-coordinate {m}
, !- Vertex 18 X-coordinate {m}
, !- Vertex 18 Y-coordinate {m}
, !- Vertex 18 Z-coordinate {m}
, !- Vertex 19 X-coordinate {m}
, !- Vertex 19 Y-coordinate {m}
, !- Vertex 19 Z-coordinate {m}
, !- Vertex 20 X-coordinate {m}
, !- Vertex 20 Y-coordinate {m}
; !- Vertex 20 Z-coordinate {m}
BuildingSurface:Detailed,
L1-101-SalesCirculation2_Srf_12, !- Name
Wall, !- Surface Type
Hole, !- Construction Name
L1-101-SalesCirculation2 Thermal Zone, !- Zone Name
Surface, !- Outside Boundary Condition
L1-102-Checkout4_Srf_1, !- Outside Boundary Condition Object
NoSun, !- Sun Exposure
NoWind, !- Wind Exposure
, !- View Factor to Ground
4, !- Number of Vertices
64.374, !- Vertex 1 X-coordinate {m}
31.364, !- Vertex 1 Y-coordinate {m}
2.134, !- Vertex 1 Z-coordinate {m}
64.374, !- Vertex 2 X-coordinate {m}
31.364, !- Vertex 2 Y-coordinate {m}
0, !- Vertex 2 Z-coordinate {m}
66.446, !- Vertex 3 X-coordinate {m}
31.364, !- Vertex 3 Y-coordinate {m}
0, !- Vertex 3 Z-coordinate {m}
66.446, !- Vertex 4 X-coordinate {m}
31.364, !- Vertex 4 Y-coordinate {m}
2.134, !- Vertex 4 Z-coordinate {m}
, !- Vertex 5 X-coordinate {m}
, !- Vertex 5 Y-coordinate {m}
, !- Vertex 5 Z-coordinate {m}
, !- Vertex 6 X-coordinate {m}
, !- Vertex 6 Y-coordinate {m}
, !- Vertex 6 Z-coordinate {m}
, !- Vertex 7 X-coordinate {m}
, !- Vertex 7 Y-coordinate {m}
, !- Vertex 7 Z-coordinate {m}
, !- Vertex 8 X-coordinate {m}
, !- Vertex 8 Y-coordinate {m}
, !- Vertex 8 Z-coordinate {m}
, !- Vertex 9 X-coordinate {m}
, !- Vertex 9 Y-coordinate {m}
, !- Vertex 9 Z-coordinate {m}
, !- Vertex 10 X-coordinate {m}
, !- Vertex 10 Y-coordinate {m}
, !- Vertex 10 Z-coordinate {m}
, !- Vertex 11 X-coordinate {m}
, !- Vertex 11 Y-coordinate {m}
, !- Vertex 11 Z-coordinate {m}
, !- Vertex 12 X-coordinate {m}
, !- Vertex 12 Y-coordinate {m}
, !- Vertex 12 Z-coordinate {m}
, !- Vertex 13 X-coordinate {m}
, !- Vertex 13 Y-coordinate {m}
, !- Vertex 13 Z-coordinate {m}
, !- Vertex 14 X-coordinate {m}
, !- Vertex 14 Y-coordinate {m}
, !- Vertex 14 Z-coordinate {m}
, !- Vertex 15 X-coordinate {m}
, !- Vertex 15 Y-coordinate {m}
, !- Vertex 15 Z-coordinate {m}
, !- Vertex 16 X-coordinate {m}
, !- Vertex 16 Y-coordinate {m}
, !- Vertex 16 Z-coordinate {m}
, !- Vertex 17 X-coordinate {m}
, !- Vertex 17 Y-coordinate {m}
, !- Vertex 17 Z-coordinate {m}
, !- Vertex 18 X-coordinate {m}
, !- Vertex 18 Y-coordinate {m}
, !- Vertex 18 Z-coordinate {m}
, !- Vertex 19 X-coordinate {m}
, !- Vertex 19 Y-coordinate {m}
, !- Vertex 19 Z-coordinate {m}
, !- Vertex 20 X-coordinate {m}
, !- Vertex 20 Y-coordinate {m}
; !- Vertex 20 Z-coordinate {m}
BuildingSurface:Detailed,
L1-101-SalesCirculation2_Srf_13, !- Name
Wall, !- Surface Type
Hole, !- Construction Name
L1-101-SalesCirculation2 Thermal Zone, !- Zone Name
Surface, !- Outside Boundary Condition
L1-101-SalesCirculation7_Srf_7, !- Outside Boundary Condition Object
NoSun, !- Sun Exposure
NoWind, !- Wind Exposure
, !- View Factor to Ground
4, !- Number of Vertices
66.446, !- Vertex 1 X-coordinate {m}
31.364, !- Vertex 1 Y-coordinate {m}
2.134, !- Vertex 1 Z-coordinate {m}
66.446, !- Vertex 2 X-coordinate {m}
31.364, !- Vertex 2 Y-coordinate {m}
0, !- Vertex 2 Z-coordinate {m}
66.446, !- Vertex 3 X-coordinate {m}
33.284, !- Vertex 3 Y-coordinate {m}
0, !- Vertex 3 Z-coordinate {m}
66.446, !- Vertex 4 X-coordinate {m}
33.284, !- Vertex 4 Y-coordinate {m}
2.134, !- Vertex 4 Z-coordinate {m}
, !- Vertex 5 X-coordinate {m}
, !- Vertex 5 Y-coordinate {m}
, !- Vertex 5 Z-coordinate {m}
, !- Vertex 6 X-coordinate {m}
, !- Vertex 6 Y-coordinate {m}
, !- Vertex 6 Z-coordinate {m}
, !- Vertex 7 X-coordinate {m}
, !- Vertex 7 Y-coordinate {m}
, !- Vertex 7 Z-coordinate {m}
, !- Vertex 8 X-coordinate {m}
, !- Vertex 8 Y-coordinate {m}
, !- Vertex 8 Z-coordinate {m}
, !- Vertex 9 X-coordinate {m}
, !- Vertex 9 Y-coordinate {m}
, !- Vertex 9 Z-coordinate {m}
, !- Vertex 10 X-coordinate {m}
, !- Vertex 10 Y-coordinate {m}
, !- Vertex 10 Z-coordinate {m}
, !- Vertex 11 X-coordinate {m}
, !- Vertex 11 Y-coordinate {m}
, !- Vertex 11 Z-coordinate {m}
, !- Vertex 12 X-coordinate {m}
, !- Vertex 12 Y-coordinate {m}
, !- Vertex 12 Z-coordinate {m}
, !- Vertex 13 X-coordinate {m}
, !- Vertex 13 Y-coordinate {m}
, !- Vertex 13 Z-coordinate {m}
, !- Vertex 14 X-coordinate {m}
, !- Vertex 14 Y-coordinate {m}
, !- Vertex 14 Z-coordinate {m}
, !- Vertex 15 X-coordinate {m}
, !- Vertex 15 Y-coordinate {m}
, !- Vertex 15 Z-coordinate {m}
, !- Vertex 16 X-coordinate {m}
, !- Vertex 16 Y-coordinate {m}
, !- Vertex 16 Z-coordinate {m}
, !- Vertex 17 X-coordinate {m}
, !- Vertex 17 Y-coordinate {m}
, !- Vertex 17 Z-coordinate {m}
, !- Vertex 18 X-coordinate {m}
, !- Vertex 18 Y-coordinate {m}
, !- Vertex 18 Z-coordinate {m}
, !- Vertex 19 X-coordinate {m}
, !- Vertex 19 Y-coordinate {m}
, !- Vertex 19 Z-coordinate {m}
, !- Vertex 20 X-coordinate {m}
, !- Vertex 20 Y-coordinate {m}
; !- Vertex 20 Z-coordinate {m}
BuildingSurface:Detailed,
L1-101-SalesCirculation2_Srf_14, !- Name
Wall, !- Surface Type
Hole, !- Construction Name
L1-101-SalesCirculation2 Thermal Zone, !- Zone Name
Surface, !- Outside Boundary Condition
L1-101-SalesRefrigerationEndcap3_Srf_2, !- Outside Boundary Condition Object
NoSun, !- Sun Exposure
NoWind, !- Wind Exposure
, !- View Factor to Ground
4, !- Number of Vertices
66.446, !- Vertex 1 X-coordinate {m}
33.284, !- Vertex 1 Y-coordinate {m}
2.134, !- Vertex 1 Z-coordinate {m}
66.446, !- Vertex 2 X-coordinate {m}
33.284, !- Vertex 2 Y-coordinate {m}
0, !- Vertex 2 Z-coordinate {m}
65.196, !- Vertex 3 X-coordinate {m}
33.284, !- Vertex 3 Y-coordinate {m}
0, !- Vertex 3 Z-coordinate {m}
65.196, !- Vertex 4 X-coordinate {m}
33.284, !- Vertex 4 Y-coordinate {m}
2.134, !- Vertex 4 Z-coordinate {m}
, !- Vertex 5 X-coordinate {m}
, !- Vertex 5 Y-coordinate {m}
, !- Vertex 5 Z-coordinate {m}
, !- Vertex 6 X-coordinate {m}
, !- Vertex 6 Y-coordinate {m}
, !- Vertex 6 Z-coordinate {m}
, !- Vertex 7 X-coordinate {m}
, !- Vertex 7 Y-coordinate {m}
, !- Vertex 7 Z-coordinate {m}
, !- Vertex 8 X-coordinate {m}
, !- Vertex 8 Y-coordinate {m}
, !- Vertex 8 Z-coordinate {m}
, !- Vertex 9 X-coordinate {m}
, !- Vertex 9 Y-coordinate {m}
, !- Vertex 9 Z-coordinate {m}
, !- Vertex 10 X-coordinate {m}
, !- Vertex 10 Y-coordinate {m}
, !- Vertex 10 Z-coordinate {m}
, !- Vertex 11 X-coordinate {m}
, !- Vertex 11 Y-coordinate {m}
, !- Vertex 11 Z-coordinate {m}
, !- Vertex 12 X-coordinate {m}
, !- Vertex 12 Y-coordinate {m}
, !- Vertex 12 Z-coordinate {m}
, !- Vertex 13 X-coordinate {m}
, !- Vertex 13 Y-coordinate {m}
, !- Vertex 13 Z-coordinate {m}
, !- Vertex 14 X-coordinate {m}
, !- Vertex 14 Y-coordinate {m}
, !- Vertex 14 Z-coordinate {m}
, !- Vertex 15 X-coordinate {m}
, !- Vertex 15 Y-coordinate {m}
, !- Vertex 15 Z-coordinate {m}
, !- Vertex 16 X-coordinate {m}
, !- Vertex 16 Y-coordinate {m}
, !- Vertex 16 Z-coordinate {m}
, !- Vertex 17 X-coordinate {m}
, !- Vertex 17 Y-coordinate {m}
, !- Vertex 17 Z-coordinate {m}
, !- Vertex 18 X-coordinate {m}
, !- Vertex 18 Y-coordinate {m}
, !- Vertex 18 Z-coordinate {m}
, !- Vertex 19 X-coordinate {m}
, !- Vertex 19 Y-coordinate {m}
, !- Vertex 19 Z-coordinate {m}
, !- Vertex 20 X-coordinate {m}
, !- Vertex 20 Y-coordinate {m}
; !- Vertex 20 Z-coordinate {m}
BuildingSurface:Detailed,
L1-101-SalesCirculation2_Srf_15, !- Name
Wall, !- Surface Type
Hole, !- Construction Name
L1-101-SalesCirculation2 Thermal Zone, !- Zone Name
Surface, !- Outside Boundary Condition
L1-101-SalesRefrigerationEndcap3_Srf_1, !- Outside Boundary Condition Object
NoSun, !- Sun Exposure
NoWind, !- Wind Exposure
, !- View Factor to Ground
4, !- Number of Vertices
65.196, !- Vertex 1 X-coordinate {m}
33.284, !- Vertex 1 Y-coordinate {m}
2.134, !- Vertex 1 Z-coordinate {m}
65.196, !- Vertex 2 X-coordinate {m}
33.284, !- Vertex 2 Y-coordinate {m}
0, !- Vertex 2 Z-coordinate {m}
65.196, !- Vertex 3 X-coordinate {m}
35.296, !- Vertex 3 Y-coordinate {m}
0, !- Vertex 3 Z-coordinate {m}
65.196, !- Vertex 4 X-coordinate {m}
35.296, !- Vertex 4 Y-coordinate {m}
2.134, !- Vertex 4 Z-coordinate {m}
, !- Vertex 5 X-coordinate {m}
, !- Vertex 5 Y-coordinate {m}
, !- Vertex 5 Z-coordinate {m}
, !- Vertex 6 X-coordinate {m}
, !- Vertex 6 Y-coordinate {m}
, !- Vertex 6 Z-coordinate {m}
, !- Vertex 7 X-coordinate {m}
, !- Vertex 7 Y-coordinate {m}
, !- Vertex 7 Z-coordinate {m}
, !- Vertex 8 X-coordinate {m}
, !- Vertex 8 Y-coordinate {m}
, !- Vertex 8 Z-coordinate {m}
, !- Vertex 9 X-coordinate {m}
, !- Vertex 9 Y-coordinate {m}
, !- Vertex 9 Z-coordinate {m}
, !- Vertex 10 X-coordinate {m}
, !- Vertex 10 Y-coordinate {m}
, !- Vertex 10 Z-coordinate {m}
, !- Vertex 11 X-coordinate {m}
, !- Vertex 11 Y-coordinate {m}
, !- Vertex 11 Z-coordinate {m}
, !- Vertex 12 X-coordinate {m}
, !- Vertex 12 Y-coordinate {m}
, !- Vertex 12 Z-coordinate {m}
, !- Vertex 13 X-coordinate {m}
, !- Vertex 13 Y-coordinate {m}
, !- Vertex 13 Z-coordinate {m}
, !- Vertex 14 X-coordinate {m}
, !- Vertex 14 Y-coordinate {m}
, !- Vertex 14 Z-coordinate {m}
, !- Vertex 15 X-coordinate {m}
, !- Vertex 15 Y-coordinate {m}
, !- Vertex 15 Z-coordinate {m}
, !- Vertex 16 X-coordinate {m}
, !- Vertex 16 Y-coordinate {m}
, !- Vertex 16 Z-coordinate {m}
, !- Vertex 17 X-coordinate {m}
, !- Vertex 17 Y-coordinate {m}
, !- Vertex 17 Z-coordinate {m}
, !- Vertex 18 X-coordinate {m}
, !- Vertex 18 Y-coordinate {m}
, !- Vertex 18 Z-coordinate {m}
, !- Vertex 19 X-coordinate {m}
, !- Vertex 19 Y-coordinate {m}
, !- Vertex 19 Z-coordinate {m}
, !- Vertex 20 X-coordinate {m}
, !- Vertex 20 Y-coordinate {m}
; !- Vertex 20 Z-coordinate {m}
BuildingSurface:Detailed,
L1-101-SalesCirculation2_Srf_16, !- Name
Wall, !- Surface Type
Hole, !- Construction Name
L1-101-SalesCirculation2 Thermal Zone, !- Zone Name
Surface, !- Outside Boundary Condition
L1-101-SalesAisle9_Srf_2,!- Outside Boundary Condition Object
NoSun, !- Sun Exposure
NoWind, !- Wind Exposure
, !- View Factor to Ground
4, !- Number of Vertices
65.196, !- Vertex 1 X-coordinate {m}
35.296, !- Vertex 1 Y-coordinate {m}
2.134, !- Vertex 1 Z-coordinate {m}
65.196, !- Vertex 2 X-coordinate {m}
35.296, !- Vertex 2 Y-coordinate {m}
0, !- Vertex 2 Z-coordinate {m}
63.856, !- Vertex 3 X-coordinate {m}
35.296, !- Vertex 3 Y-coordinate {m}
0, !- Vertex 3 Z-coordinate {m}
63.856, !- Vertex 4 X-coordinate {m}
35.296, !- Vertex 4 Y-coordinate {m}
2.134, !- Vertex 4 Z-coordinate {m}
, !- Vertex 5 X-coordinate {m}
, !- Vertex 5 Y-coordinate {m}
, !- Vertex 5 Z-coordinate {m}
, !- Vertex 6 X-coordinate {m}
, !- Vertex 6 Y-coordinate {m}
, !- Vertex 6 Z-coordinate {m}
, !- Vertex 7 X-coordinate {m}
, !- Vertex 7 Y-coordinate {m}
, !- Vertex 7 Z-coordinate {m}
, !- Vertex 8 X-coordinate {m}
, !- Vertex 8 Y-coordinate {m}
, !- Vertex 8 Z-coordinate {m}
, !- Vertex 9 X-coordinate {m}
, !- Vertex 9 Y-coordinate {m}
, !- Vertex 9 Z-coordinate {m}
, !- Vertex 10 X-coordinate {m}
, !- Vertex 10 Y-coordinate {m}
, !- Vertex 10 Z-coordinate {m}
, !- Vertex 11 X-coordinate {m}
, !- Vertex 11 Y-coordinate {m}
, !- Vertex 11 Z-coordinate {m}
, !- Vertex 12 X-coordinate {m}
, !- Vertex 12 Y-coordinate {m}
, !- Vertex 12 Z-coordinate {m}
, !- Vertex 13 X-coordinate {m}
, !- Vertex 13 Y-coordinate {m}
, !- Vertex 13 Z-coordinate {m}
, !- Vertex 14 X-coordinate {m}
, !- Vertex 14 Y-coordinate {m}
, !- Vertex 14 Z-coordinate {m}
, !- Vertex 15 X-coordinate {m}
, !- Vertex 15 Y-coordinate {m}
, !- Vertex 15 Z-coordinate {m}
, !- Vertex 16 X-coordinate {m}
, !- Vertex 16 Y-coordinate {m}
, !- Vertex 16 Z-coordinate {m}
, !- Vertex 17 X-coordinate {m}
, !- Vertex 17 Y-coordinate {m}
, !- Vertex 17 Z-coordinate {m}
, !- Vertex 18 X-coordinate {m}
, !- Vertex 18 Y-coordinate {m}
, !- Vertex 18 Z-coordinate {m}
, !- Vertex 19 X-coordinate {m}
, !- Vertex 19 Y-coordinate {m}
, !- Vertex 19 Z-coordinate {m}
, !- Vertex 20 X-coordinate {m}
, !- Vertex 20 Y-coordinate {m}
; !- Vertex 20 Z-coordinate {m}
BuildingSurface:Detailed,
L1-101-SalesCirculation2_Srf_17, !- Name
Wall, !- Surface Type
Hole, !- Construction Name
L1-101-SalesCirculation2 Thermal Zone, !- Zone Name
Surface, !- Outside Boundary Condition
L1-101-SalesRefrigerationAisle1_Srf_2, !- Outside Boundary Condition Object
NoSun, !- Sun Exposure
NoWind, !- Wind Exposure
, !- View Factor to Ground
4, !- Number of Vertices
63.856, !- Vertex 1 X-coordinate {m}
35.296, !- Vertex 1 Y-coordinate {m}
2.134, !- Vertex 1 Z-coordinate {m}
63.856, !- Vertex 2 X-coordinate {m}
35.296, !- Vertex 2 Y-coordinate {m}
0, !- Vertex 2 Z-coordinate {m}
63.856, !- Vertex 3 X-coordinate {m}
34.869, !- Vertex 3 Y-coordinate {m}
0, !- Vertex 3 Z-coordinate {m}
63.856, !- Vertex 4 X-coordinate {m}
34.869, !- Vertex 4 Y-coordinate {m}
2.134, !- Vertex 4 Z-coordinate {m}
, !- Vertex 5 X-coordinate {m}
, !- Vertex 5 Y-coordinate {m}
, !- Vertex 5 Z-coordinate {m}
, !- Vertex 6 X-coordinate {m}
, !- Vertex 6 Y-coordinate {m}
, !- Vertex 6 Z-coordinate {m}
, !- Vertex 7 X-coordinate {m}
, !- Vertex 7 Y-coordinate {m}
, !- Vertex 7 Z-coordinate {m}
, !- Vertex 8 X-coordinate {m}
, !- Vertex 8 Y-coordinate {m}
, !- Vertex 8 Z-coordinate {m}
, !- Vertex 9 X-coordinate {m}
, !- Vertex 9 Y-coordinate {m}
, !- Vertex 9 Z-coordinate {m}
, !- Vertex 10 X-coordinate {m}
, !- Vertex 10 Y-coordinate {m}
, !- Vertex 10 Z-coordinate {m}
, !- Vertex 11 X-coordinate {m}
, !- Vertex 11 Y-coordinate {m}
, !- Vertex 11 Z-coordinate {m}
, !- Vertex 12 X-coordinate {m}
, !- Vertex 12 Y-coordinate {m}
, !- Vertex 12 Z-coordinate {m}
, !- Vertex 13 X-coordinate {m}
, !- Vertex 13 Y-coordinate {m}
, !- Vertex 13 Z-coordinate {m}
, !- Vertex 14 X-coordinate {m}
, !- Vertex 14 Y-coordinate {m}
, !- Vertex 14 Z-coordinate {m}
, !- Vertex 15 X-coordinate {m}
, !- Vertex 15 Y-coordinate {m}
, !- Vertex 15 Z-coordinate {m}
, !- Vertex 16 X-coordinate {m}
, !- Vertex 16 Y-coordinate {m}
, !- Vertex 16 Z-coordinate {m}
, !- Vertex 17 X-coordinate {m}
, !- Vertex 17 Y-coordinate {m}
, !- Vertex 17 Z-coordinate {m}
, !- Vertex 18 X-coordinate {m}
, !- Vertex 18 Y-coordinate {m}
, !- Vertex 18 Z-coordinate {m}
, !- Vertex 19 X-coordinate {m}
, !- Vertex 19 Y-coordinate {m}
, !- Vertex 19 Z-coordinate {m}
, !- Vertex 20 X-coordinate {m}
, !- Vertex 20 Y-coordinate {m}
; !- Vertex 20 Z-coordinate {m}
BuildingSurface:Detailed,
L1-101-SalesCirculation2_Srf_18, !- Name
Wall, !- Surface Type
Hole, !- Construction Name
L1-101-SalesCirculation2 Thermal Zone, !- Zone Name
Surface, !- Outside Boundary Condition
L1-101-SalesRefrigerationAisle1_Srf_1, !- Outside Boundary Condition Object
NoSun, !- Sun Exposure
NoWind, !- Wind Exposure
, !- View Factor to Ground
4, !- Number of Vertices
63.856, !- Vertex 1 X-coordinate {m}
34.869, !- Vertex 1 Y-coordinate {m}
2.134, !- Vertex 1 Z-coordinate {m}
63.856, !- Vertex 2 X-coordinate {m}
34.869, !- Vertex 2 Y-coordinate {m}
0, !- Vertex 2 Z-coordinate {m}
61.239, !- Vertex 3 X-coordinate {m}
34.869, !- Vertex 3 Y-coordinate {m}
0, !- Vertex 3 Z-coordinate {m}
61.239, !- Vertex 4 X-coordinate {m}
34.869, !- Vertex 4 Y-coordinate {m}
2.134, !- Vertex 4 Z-coordinate {m}
, !- Vertex 5 X-coordinate {m}
, !- Vertex 5 Y-coordinate {m}
, !- Vertex 5 Z-coordinate {m}
, !- Vertex 6 X-coordinate {m}
, !- Vertex 6 Y-coordinate {m}
, !- Vertex 6 Z-coordinate {m}
, !- Vertex 7 X-coordinate {m}
, !- Vertex 7 Y-coordinate {m}
, !- Vertex 7 Z-coordinate {m}
, !- Vertex 8 X-coordinate {m}
, !- Vertex 8 Y-coordinate {m}
, !- Vertex 8 Z-coordinate {m}
, !- Vertex 9 X-coordinate {m}
, !- Vertex 9 Y-coordinate {m}
, !- Vertex 9 Z-coordinate {m}
, !- Vertex 10 X-coordinate {m}
, !- Vertex 10 Y-coordinate {m}
, !- Vertex 10 Z-coordinate {m}
, !- Vertex 11 X-coordinate {m}
, !- Vertex 11 Y-coordinate {m}
, !- Vertex 11 Z-coordinate {m}
, !- Vertex 12 X-coordinate {m}
, !- Vertex 12 Y-coordinate {m}
, !- Vertex 12 Z-coordinate {m}
, !- Vertex 13 X-coordinate {m}
, !- Vertex 13 Y-coordinate {m}
, !- Vertex 13 Z-coordinate {m}
, !- Vertex 14 X-coordinate {m}
, !- Vertex 14 Y-coordinate {m}
, !- Vertex 14 Z-coordinate {m}
, !- Vertex 15 X-coordinate {m}
, !- Vertex 15 Y-coordinate {m}
, !- Vertex 15 Z-coordinate {m}
, !- Vertex 16 X-coordinate {m}
, !- Vertex 16 Y-coordinate {m}
, !- Vertex 16 Z-coordinate {m}
, !- Vertex 17 X-coordinate {m}
, !- Vertex 17 Y-coordinate {m}
, !- Vertex 17 Z-coordinate {m}
, !- Vertex 18 X-coordinate {m}
, !- Vertex 18 Y-coordinate {m}
, !- Vertex 18 Z-coordinate {m}
, !- Vertex 19 X-coordinate {m}
, !- Vertex 19 Y-coordinate {m}
, !- Vertex 19 Z-coordinate {m}
, !- Vertex 20 X-coordinate {m}
, !- Vertex 20 Y-coordinate {m}
; !- Vertex 20 Z-coordinate {m}
BuildingSurface:Detailed,
L1-101-SalesCirculation2_Srf_19, !- Name
Roof, !- Surface Type
Roof_BOH, !- Construction Name
L1-101-SalesCirculation2 Thermal Zone, !- Zone Name
Outdoors, !- Outside Boundary Condition
, !- Outside Boundary Condition Object
SunExposed, !- Sun Exposure
WindExposed, !- Wind Exposure
, !- View Factor to Ground
8, !- Number of Vertices
53.005, !- Vertex 1 X-coordinate {m}
34.869, !- Vertex 1 Y-coordinate {m}
2.134, !- Vertex 1 Z-coordinate {m}
53.005, !- Vertex 2 X-coordinate {m}
31.364, !- Vertex 2 Y-coordinate {m}
2.134, !- Vertex 2 Z-coordinate {m}
66.446, !- Vertex 3 X-coordinate {m}
31.364, !- Vertex 3 Y-coordinate {m}
2.134, !- Vertex 3 Z-coordinate {m}
66.446, !- Vertex 4 X-coordinate {m}
33.284, !- Vertex 4 Y-coordinate {m}
2.134, !- Vertex 4 Z-coordinate {m}
65.196, !- Vertex 5 X-coordinate {m}
33.284, !- Vertex 5 Y-coordinate {m}
2.134, !- Vertex 5 Z-coordinate {m}
65.196, !- Vertex 6 X-coordinate {m}
35.296, !- Vertex 6 Y-coordinate {m}
2.134, !- Vertex 6 Z-coordinate {m}
63.856, !- Vertex 7 X-coordinate {m}
35.296, !- Vertex 7 Y-coordinate {m}
2.134, !- Vertex 7 Z-coordinate {m}
63.856, !- Vertex 8 X-coordinate {m}
34.869, !- Vertex 8 Y-coordinate {m}
2.134, !- Vertex 8 Z-coordinate {m}
, !- Vertex 9 X-coordinate {m}
, !- Vertex 9 Y-coordinate {m}
, !- Vertex 9 Z-coordinate {m}
, !- Vertex 10 X-coordinate {m}
, !- Vertex 10 Y-coordinate {m}
, !- Vertex 10 Z-coordinate {m}
, !- Vertex 11 X-coordinate {m}
, !- Vertex 11 Y-coordinate {m}
, !- Vertex 11 Z-coordinate {m}
, !- Vertex 12 X-coordinate {m}
, !- Vertex 12 Y-coordinate {m}
, !- Vertex 12 Z-coordinate {m}
, !- Vertex 13 X-coordinate {m}
, !- Vertex 13 Y-coordinate {m}
, !- Vertex 13 Z-coordinate {m}
, !- Vertex 14 X-coordinate {m}
, !- Vertex 14 Y-coordinate {m}
, !- Vertex 14 Z-coordinate {m}
, !- Vertex 15 X-coordinate {m}
, !- Vertex 15 Y-coordinate {m}
, !- Vertex 15 Z-coordinate {m}
, !- Vertex 16 X-coordinate {m}
, !- Vertex 16 Y-coordinate {m}
, !- Vertex 16 Z-coordinate {m}
, !- Vertex 17 X-coordinate {m}
, !- Vertex 17 Y-coordinate {m}
, !- Vertex 17 Z-coordinate {m}
, !- Vertex 18 X-coordinate {m}
, !- Vertex 18 Y-coordinate {m}
, !- Vertex 18 Z-coordinate {m}
, !- Vertex 19 X-coordinate {m}
, !- Vertex 19 Y-coordinate {m}
, !- Vertex 19 Z-coordinate {m}
, !- Vertex 20 X-coordinate {m}
, !- Vertex 20 Y-coordinate {m}
; !- Vertex 20 Z-coordinate {m}
BuildingSurface:Detailed,
L1-101-SalesCirculation2_Srf_2, !- Name
Wall, !- Surface Type
Hole, !- Construction Name
L1-101-SalesCirculation2 Thermal Zone, !- Zone Name
Surface, !- Outside Boundary Condition
L1-101-SalesAisle7_Srf_2,!- Outside Boundary Condition Object
NoSun, !- Sun Exposure
NoWind, !- Wind Exposure
, !- View Factor to Ground
4, !- Number of Vertices
59.492, !- Vertex 1 X-coordinate {m}
34.869, !- Vertex 1 Y-coordinate {m}
2.134, !- Vertex 1 Z-coordinate {m}
59.492, !- Vertex 2 X-coordinate {m}
34.869, !- Vertex 2 Y-coordinate {m}
0, !- Vertex 2 Z-coordinate {m}
57.844, !- Vertex 3 X-coordinate {m}
34.869, !- Vertex 3 Y-coordinate {m}
0, !- Vertex 3 Z-coordinate {m}
57.844, !- Vertex 4 X-coordinate {m}
34.869, !- Vertex 4 Y-coordinate {m}
2.134, !- Vertex 4 Z-coordinate {m}
, !- Vertex 5 X-coordinate {m}
, !- Vertex 5 Y-coordinate {m}
, !- Vertex 5 Z-coordinate {m}
, !- Vertex 6 X-coordinate {m}
, !- Vertex 6 Y-coordinate {m}
, !- Vertex 6 Z-coordinate {m}
, !- Vertex 7 X-coordinate {m}
, !- Vertex 7 Y-coordinate {m}
, !- Vertex 7 Z-coordinate {m}
, !- Vertex 8 X-coordinate {m}
, !- Vertex 8 Y-coordinate {m}
, !- Vertex 8 Z-coordinate {m}
, !- Vertex 9 X-coordinate {m}
, !- Vertex 9 Y-coordinate {m}
, !- Vertex 9 Z-coordinate {m}
, !- Vertex 10 X-coordinate {m}
, !- Vertex 10 Y-coordinate {m}
, !- Vertex 10 Z-coordinate {m}
, !- Vertex 11 X-coordinate {m}
, !- Vertex 11 Y-coordinate {m}
, !- Vertex 11 Z-coordinate {m}
, !- Vertex 12 X-coordinate {m}
, !- Vertex 12 Y-coordinate {m}
, !- Vertex 12 Z-coordinate {m}
, !- Vertex 13 X-coordinate {m}
, !- Vertex 13 Y-coordinate {m}
, !- Vertex 13 Z-coordinate {m}
, !- Vertex 14 X-coordinate {m}
, !- Vertex 14 Y-coordinate {m}
, !- Vertex 14 Z-coordinate {m}
, !- Vertex 15 X-coordinate {m}
, !- Vertex 15 Y-coordinate {m}
, !- Vertex 15 Z-coordinate {m}
, !- Vertex 16 X-coordinate {m}
, !- Vertex 16 Y-coordinate {m}
, !- Vertex 16 Z-coordinate {m}
, !- Vertex 17 X-coordinate {m}
, !- Vertex 17 Y-coordinate {m}
, !- Vertex 17 Z-coordinate {m}
, !- Vertex 18 X-coordinate {m}
, !- Vertex 18 Y-coordinate {m}
, !- Vertex 18 Z-coordinate {m}
, !- Vertex 19 X-coordinate {m}
, !- Vertex 19 Y-coordinate {m}
, !- Vertex 19 Z-coordinate {m}
, !- Vertex 20 X-coordinate {m}
, !- Vertex 20 Y-coordinate {m}
; !- Vertex 20 Z-coordinate {m}
BuildingSurface:Detailed,
L1-101-SalesCirculation2_Srf_3, !- Name
Wall, !- Surface Type
Hole, !- Construction Name
L1-101-SalesCirculation2 Thermal Zone, !- Zone Name
Surface, !- Outside Boundary Condition
L1-101-SalesAisle6_Srf_2,!- Outside Boundary Condition Object
NoSun, !- Sun Exposure
NoWind, !- Wind Exposure
, !- View Factor to Ground
4, !- Number of Vertices
57.844, !- Vertex 1 X-coordinate {m}
34.869, !- Vertex 1 Y-coordinate {m}
2.134, !- Vertex 1 Z-coordinate {m}
57.844, !- Vertex 2 X-coordinate {m}
34.869, !- Vertex 2 Y-coordinate {m}
0, !- Vertex 2 Z-coordinate {m}
56.096, !- Vertex 3 X-coordinate {m}
34.869, !- Vertex 3 Y-coordinate {m}
0, !- Vertex 3 Z-coordinate {m}
56.096, !- Vertex 4 X-coordinate {m}
34.869, !- Vertex 4 Y-coordinate {m}
2.134, !- Vertex 4 Z-coordinate {m}
, !- Vertex 5 X-coordinate {m}
, !- Vertex 5 Y-coordinate {m}
, !- Vertex 5 Z-coordinate {m}
, !- Vertex 6 X-coordinate {m}
, !- Vertex 6 Y-coordinate {m}
, !- Vertex 6 Z-coordinate {m}
, !- Vertex 7 X-coordinate {m}
, !- Vertex 7 Y-coordinate {m}
, !- Vertex 7 Z-coordinate {m}
, !- Vertex 8 X-coordinate {m}
, !- Vertex 8 Y-coordinate {m}
, !- Vertex 8 Z-coordinate {m}
, !- Vertex 9 X-coordinate {m}
, !- Vertex 9 Y-coordinate {m}
, !- Vertex 9 Z-coordinate {m}
, !- Vertex 10 X-coordinate {m}
, !- Vertex 10 Y-coordinate {m}
, !- Vertex 10 Z-coordinate {m}
, !- Vertex 11 X-coordinate {m}
, !- Vertex 11 Y-coordinate {m}
, !- Vertex 11 Z-coordinate {m}
, !- Vertex 12 X-coordinate {m}
, !- Vertex 12 Y-coordinate {m}
, !- Vertex 12 Z-coordinate {m}
, !- Vertex 13 X-coordinate {m}
, !- Vertex 13 Y-coordinate {m}
, !- Vertex 13 Z-coordinate {m}
, !- Vertex 14 X-coordinate {m}
, !- Vertex 14 Y-coordinate {m}
, !- Vertex 14 Z-coordinate {m}
, !- Vertex 15 X-coordinate {m}
, !- Vertex 15 Y-coordinate {m}
, !- Vertex 15 Z-coordinate {m}
, !- Vertex 16 X-coordinate {m}
, !- Vertex 16 Y-coordinate {m}
, !- Vertex 16 Z-coordinate {m}
, !- Vertex 17 X-coordinate {m}
, !- Vertex 17 Y-coordinate {m}
, !- Vertex 17 Z-coordinate {m}
, !- Vertex 18 X-coordinate {m}
, !- Vertex 18 Y-coordinate {m}
, !- Vertex 18 Z-coordinate {m}
, !- Vertex 19 X-coordinate {m}
, !- Vertex 19 Y-coordinate {m}
, !- Vertex 19 Z-coordinate {m}
, !- Vertex 20 X-coordinate {m}
, !- Vertex 20 Y-coordinate {m}
; !- Vertex 20 Z-coordinate {m}
BuildingSurface:Detailed,
L1-101-SalesCirculation2_Srf_4, !- Name
Wall, !- Surface Type
Hole, !- Construction Name
L1-101-SalesCirculation2 Thermal Zone, !- Zone Name
Surface, !- Outside Boundary Condition
L1-101-SalesAisle5_Srf_2,!- Outside Boundary Condition Object
NoSun, !- Sun Exposure
NoWind, !- Wind Exposure
, !- View Factor to Ground
4, !- Number of Vertices
56.096, !- Vertex 1 X-coordinate {m}
34.869, !- Vertex 1 Y-coordinate {m}
2.134, !- Vertex 1 Z-coordinate {m}
56.096, !- Vertex 2 X-coordinate {m}
34.869, !- Vertex 2 Y-coordinate {m}
0, !- Vertex 2 Z-coordinate {m}
54.451, !- Vertex 3 X-coordinate {m}
34.869, !- Vertex 3 Y-coordinate {m}
0, !- Vertex 3 Z-coordinate {m}
54.451, !- Vertex 4 X-coordinate {m}
34.869, !- Vertex 4 Y-coordinate {m}
2.134, !- Vertex 4 Z-coordinate {m}
, !- Vertex 5 X-coordinate {m}
, !- Vertex 5 Y-coordinate {m}
, !- Vertex 5 Z-coordinate {m}
, !- Vertex 6 X-coordinate {m}
, !- Vertex 6 Y-coordinate {m}
, !- Vertex 6 Z-coordinate {m}
, !- Vertex 7 X-coordinate {m}
, !- Vertex 7 Y-coordinate {m}
, !- Vertex 7 Z-coordinate {m}
, !- Vertex 8 X-coordinate {m}
, !- Vertex 8 Y-coordinate {m}
, !- Vertex 8 Z-coordinate {m}
, !- Vertex 9 X-coordinate {m}
, !- Vertex 9 Y-coordinate {m}
, !- Vertex 9 Z-coordinate {m}
, !- Vertex 10 X-coordinate {m}
, !- Vertex 10 Y-coordinate {m}
, !- Vertex 10 Z-coordinate {m}
, !- Vertex 11 X-coordinate {m}
, !- Vertex 11 Y-coordinate {m}
, !- Vertex 11 Z-coordinate {m}
, !- Vertex 12 X-coordinate {m}
, !- Vertex 12 Y-coordinate {m}
, !- Vertex 12 Z-coordinate {m}
, !- Vertex 13 X-coordinate {m}
, !- Vertex 13 Y-coordinate {m}
, !- Vertex 13 Z-coordinate {m}
, !- Vertex 14 X-coordinate {m}
, !- Vertex 14 Y-coordinate {m}
, !- Vertex 14 Z-coordinate {m}
, !- Vertex 15 X-coordinate {m}
, !- Vertex 15 Y-coordinate {m}
, !- Vertex 15 Z-coordinate {m}
, !- Vertex 16 X-coordinate {m}
, !- Vertex 16 Y-coordinate {m}
, !- Vertex 16 Z-coordinate {m}
, !- Vertex 17 X-coordinate {m}
, !- Vertex 17 Y-coordinate {m}
, !- Vertex 17 Z-coordinate {m}
, !- Vertex 18 X-coordinate {m}
, !- Vertex 18 Y-coordinate {m}
, !- Vertex 18 Z-coordinate {m}
, !- Vertex 19 X-coordinate {m}
, !- Vertex 19 Y-coordinate {m}
, !- Vertex 19 Z-coordinate {m}
, !- Vertex 20 X-coordinate {m}
, !- Vertex 20 Y-coordinate {m}
; !- Vertex 20 Z-coordinate {m}
BuildingSurface:Detailed,
L1-101-SalesCirculation2_Srf_5, !- Name
Wall, !- Surface Type
Hole, !- Construction Name
L1-101-SalesCirculation2 Thermal Zone, !- Zone Name
Surface, !- Outside Boundary Condition
L1-101-SalesAisle4_Srf_3,!- Outside Boundary Condition Object
NoSun, !- Sun Exposure
NoWind, !- Wind Exposure
, !- View Factor to Ground
4, !- Number of Vertices
54.451, !- Vertex 1 X-coordinate {m}
34.869, !- Vertex 1 Y-coordinate {m}
2.134, !- Vertex 1 Z-coordinate {m}
54.451, !- Vertex 2 X-coordinate {m}
34.869, !- Vertex 2 Y-coordinate {m}
0, !- Vertex 2 Z-coordinate {m}
53.005, !- Vertex 3 X-coordinate {m}
34.869, !- Vertex 3 Y-coordinate {m}
0, !- Vertex 3 Z-coordinate {m}
53.005, !- Vertex 4 X-coordinate {m}
34.869, !- Vertex 4 Y-coordinate {m}
2.134, !- Vertex 4 Z-coordinate {m}
, !- Vertex 5 X-coordinate {m}
, !- Vertex 5 Y-coordinate {m}
, !- Vertex 5 Z-coordinate {m}
, !- Vertex 6 X-coordinate {m}
, !- Vertex 6 Y-coordinate {m}
, !- Vertex 6 Z-coordinate {m}
, !- Vertex 7 X-coordinate {m}
, !- Vertex 7 Y-coordinate {m}
, !- Vertex 7 Z-coordinate {m}
, !- Vertex 8 X-coordinate {m}
, !- Vertex 8 Y-coordinate {m}
, !- Vertex 8 Z-coordinate {m}
, !- Vertex 9 X-coordinate {m}
, !- Vertex 9 Y-coordinate {m}
, !- Vertex 9 Z-coordinate {m}
, !- Vertex 10 X-coordinate {m}
, !- Vertex 10 Y-coordinate {m}
, !- Vertex 10 Z-coordinate {m}
, !- Vertex 11 X-coordinate {m}
, !- Vertex 11 Y-coordinate {m}
, !- Vertex 11 Z-coordinate {m}
, !- Vertex 12 X-coordinate {m}
, !- Vertex 12 Y-coordinate {m}
, !- Vertex 12 Z-coordinate {m}
, !- Vertex 13 X-coordinate {m}
, !- Vertex 13 Y-coordinate {m}
, !- Vertex 13 Z-coordinate {m}
, !- Vertex 14 X-coordinate {m}
, !- Vertex 14 Y-coordinate {m}
, !- Vertex 14 Z-coordinate {m}
, !- Vertex 15 X-coordinate {m}
, !- Vertex 15 Y-coordinate {m}
, !- Vertex 15 Z-coordinate {m}
, !- Vertex 16 X-coordinate {m}
, !- Vertex 16 Y-coordinate {m}
, !- Vertex 16 Z-coordinate {m}
, !- Vertex 17 X-coordinate {m}
, !- Vertex 17 Y-coordinate {m}
, !- Vertex 17 Z-coordinate {m}
, !- Vertex 18 X-coordinate {m}
, !- Vertex 18 Y-coordinate {m}
, !- Vertex 18 Z-coordinate {m}
, !- Vertex 19 X-coordinate {m}
, !- Vertex 19 Y-coordinate {m}
, !- Vertex 19 Z-coordinate {m}
, !- Vertex 20 X-coordinate {m}
, !- Vertex 20 Y-coordinate {m}
; !- Vertex 20 Z-coordinate {m}
BuildingSurface:Detailed,
L1-101-SalesCirculation2_Srf_6, !- Name
Wall, !- Surface Type
Hole, !- Construction Name
L1-101-SalesCirculation2 Thermal Zone, !- Zone Name
Surface, !- Outside Boundary Condition
L1-104-Produce_Srf_6, !- Outside Boundary Condition Object
NoSun, !- Sun Exposure
NoWind, !- Wind Exposure
, !- View Factor to Ground
4, !- Number of Vertices
53.005, !- Vertex 1 X-coordinate {m}
34.869, !- Vertex 1 Y-coordinate {m}
2.134, !- Vertex 1 Z-coordinate {m}
53.005, !- Vertex 2 X-coordinate {m}
34.869, !- Vertex 2 Y-coordinate {m}
0, !- Vertex 2 Z-coordinate {m}
53.005, !- Vertex 3 X-coordinate {m}
31.364, !- Vertex 3 Y-coordinate {m}
0, !- Vertex 3 Z-coordinate {m}
53.005, !- Vertex 4 X-coordinate {m}
31.364, !- Vertex 4 Y-coordinate {m}
2.134, !- Vertex 4 Z-coordinate {m}
, !- Vertex 5 X-coordinate {m}
, !- Vertex 5 Y-coordinate {m}
, !- Vertex 5 Z-coordinate {m}
, !- Vertex 6 X-coordinate {m}
, !- Vertex 6 Y-coordinate {m}
, !- Vertex 6 Z-coordinate {m}
, !- Vertex 7 X-coordinate {m}
, !- Vertex 7 Y-coordinate {m}
, !- Vertex 7 Z-coordinate {m}
, !- Vertex 8 X-coordinate {m}
, !- Vertex 8 Y-coordinate {m}
, !- Vertex 8 Z-coordinate {m}
, !- Vertex 9 X-coordinate {m}
, !- Vertex 9 Y-coordinate {m}
, !- Vertex 9 Z-coordinate {m}
, !- Vertex 10 X-coordinate {m}
, !- Vertex 10 Y-coordinate {m}
, !- Vertex 10 Z-coordinate {m}
, !- Vertex 11 X-coordinate {m}
, !- Vertex 11 Y-coordinate {m}
, !- Vertex 11 Z-coordinate {m}
, !- Vertex 12 X-coordinate {m}
, !- Vertex 12 Y-coordinate {m}
, !- Vertex 12 Z-coordinate {m}
, !- Vertex 13 X-coordinate {m}
, !- Vertex 13 Y-coordinate {m}
, !- Vertex 13 Z-coordinate {m}
, !- Vertex 14 X-coordinate {m}
, !- Vertex 14 Y-coordinate {m}
, !- Vertex 14 Z-coordinate {m}
, !- Vertex 15 X-coordinate {m}
, !- Vertex 15 Y-coordinate {m}
, !- Vertex 15 Z-coordinate {m}
, !- Vertex 16 X-coordinate {m}
, !- Vertex 16 Y-coordinate {m}
, !- Vertex 16 Z-coordinate {m}
, !- Vertex 17 X-coordinate {m}
, !- Vertex 17 Y-coordinate {m}
, !- Vertex 17 Z-coordinate {m}
, !- Vertex 18 X-coordinate {m}
, !- Vertex 18 Y-coordinate {m}
, !- Vertex 18 Z-coordinate {m}
, !- Vertex 19 X-coordinate {m}
, !- Vertex 19 Y-coordinate {m}
, !- Vertex 19 Z-coordinate {m}
, !- Vertex 20 X-coordinate {m}
, !- Vertex 20 Y-coordinate {m}
; !- Vertex 20 Z-coordinate {m}
BuildingSurface:Detailed,
L1-101-SalesCirculation2_Srf_7, !- Name
Wall, !- Surface Type
Hole, !- Construction Name
L1-101-SalesCirculation2 Thermal Zone, !- Zone Name
Surface, !- Outside Boundary Condition
L1-101-SalesCirculation1_Srf_2, !- Outside Boundary Condition Object
NoSun, !- Sun Exposure
NoWind, !- Wind Exposure
, !- View Factor to Ground
4, !- Number of Vertices
53.005, !- Vertex 1 X-coordinate {m}
31.364, !- Vertex 1 Y-coordinate {m}
2.134, !- Vertex 1 Z-coordinate {m}
53.005, !- Vertex 2 X-coordinate {m}
31.364, !- Vertex 2 Y-coordinate {m}
0, !- Vertex 2 Z-coordinate {m}
55.809, !- Vertex 3 X-coordinate {m}
31.364, !- Vertex 3 Y-coordinate {m}
0, !- Vertex 3 Z-coordinate {m}
55.809, !- Vertex 4 X-coordinate {m}
31.364, !- Vertex 4 Y-coordinate {m}
2.134, !- Vertex 4 Z-coordinate {m}
, !- Vertex 5 X-coordinate {m}
, !- Vertex 5 Y-coordinate {m}
, !- Vertex 5 Z-coordinate {m}
, !- Vertex 6 X-coordinate {m}
, !- Vertex 6 Y-coordinate {m}
, !- Vertex 6 Z-coordinate {m}
, !- Vertex 7 X-coordinate {m}
, !- Vertex 7 Y-coordinate {m}
, !- Vertex 7 Z-coordinate {m}
, !- Vertex 8 X-coordinate {m}
, !- Vertex 8 Y-coordinate {m}
, !- Vertex 8 Z-coordinate {m}
, !- Vertex 9 X-coordinate {m}
, !- Vertex 9 Y-coordinate {m}
, !- Vertex 9 Z-coordinate {m}
, !- Vertex 10 X-coordinate {m}
, !- Vertex 10 Y-coordinate {m}
, !- Vertex 10 Z-coordinate {m}
, !- Vertex 11 X-coordinate {m}
, !- Vertex 11 Y-coordinate {m}
, !- Vertex 11 Z-coordinate {m}
, !- Vertex 12 X-coordinate {m}
, !- Vertex 12 Y-coordinate {m}
, !- Vertex 12 Z-coordinate {m}
, !- Vertex 13 X-coordinate {m}
, !- Vertex 13 Y-coordinate {m}
, !- Vertex 13 Z-coordinate {m}
, !- Vertex 14 X-coordinate {m}
, !- Vertex 14 Y-coordinate {m}
, !- Vertex 14 Z-coordinate {m}
, !- Vertex 15 X-coordinate {m}
, !- Vertex 15 Y-coordinate {m}
, !- Vertex 15 Z-coordinate {m}
, !- Vertex 16 X-coordinate {m}
, !- Vertex 16 Y-coordinate {m}
, !- Vertex 16 Z-coordinate {m}
, !- Vertex 17 X-coordinate {m}
, !- Vertex 17 Y-coordinate {m}
, !- Vertex 17 Z-coordinate {m}
, !- Vertex 18 X-coordinate {m}
, !- Vertex 18 Y-coordinate {m}
, !- Vertex 18 Z-coordinate {m}
, !- Vertex 19 X-coordinate {m}
, !- Vertex 19 Y-coordinate {m}
, !- Vertex 19 Z-coordinate {m}
, !- Vertex 20 X-coordinate {m}
, !- Vertex 20 Y-coordinate {m}
; !- Vertex 20 Z-coordinate {m}
BuildingSurface:Detailed,
L1-101-SalesCirculation2_Srf_8, !- Name
Wall, !- Surface Type
Hole, !- Construction Name
L1-101-SalesCirculation2 Thermal Zone, !- Zone Name
Surface, !- Outside Boundary Condition
L1-103-Floral_Srf_1, !- Outside Boundary Condition Object
NoSun, !- Sun Exposure
NoWind, !- Wind Exposure
, !- View Factor to Ground
4, !- Number of Vertices
55.809, !- Vertex 1 X-coordinate {m}
31.364, !- Vertex 1 Y-coordinate {m}
2.134, !- Vertex 1 Z-coordinate {m}
55.809, !- Vertex 2 X-coordinate {m}
31.364, !- Vertex 2 Y-coordinate {m}
0, !- Vertex 2 Z-coordinate {m}
57.882, !- Vertex 3 X-coordinate {m}
31.364, !- Vertex 3 Y-coordinate {m}
0, !- Vertex 3 Z-coordinate {m}
57.882, !- Vertex 4 X-coordinate {m}
31.364, !- Vertex 4 Y-coordinate {m}
2.134, !- Vertex 4 Z-coordinate {m}
, !- Vertex 5 X-coordinate {m}
, !- Vertex 5 Y-coordinate {m}
, !- Vertex 5 Z-coordinate {m}
, !- Vertex 6 X-coordinate {m}
, !- Vertex 6 Y-coordinate {m}
, !- Vertex 6 Z-coordinate {m}
, !- Vertex 7 X-coordinate {m}
, !- Vertex 7 Y-coordinate {m}
, !- Vertex 7 Z-coordinate {m}
, !- Vertex 8 X-coordinate {m}
, !- Vertex 8 Y-coordinate {m}
, !- Vertex 8 Z-coordinate {m}
, !- Vertex 9 X-coordinate {m}
, !- Vertex 9 Y-coordinate {m}
, !- Vertex 9 Z-coordinate {m}
, !- Vertex 10 X-coordinate {m}
, !- Vertex 10 Y-coordinate {m}
, !- Vertex 10 Z-coordinate {m}
, !- Vertex 11 X-coordinate {m}
, !- Vertex 11 Y-coordinate {m}
, !- Vertex 11 Z-coordinate {m}
, !- Vertex 12 X-coordinate {m}
, !- Vertex 12 Y-coordinate {m}
, !- Vertex 12 Z-coordinate {m}
, !- Vertex 13 X-coordinate {m}
, !- Vertex 13 Y-coordinate {m}
, !- Vertex 13 Z-coordinate {m}
, !- Vertex 14 X-coordinate {m}
, !- Vertex 14 Y-coordinate {m}
, !- Vertex 14 Z-coordinate {m}
, !- Vertex 15 X-coordinate {m}
, !- Vertex 15 Y-coordinate {m}
, !- Vertex 15 Z-coordinate {m}
, !- Vertex 16 X-coordinate {m}
, !- Vertex 16 Y-coordinate {m}
, !- Vertex 16 Z-coordinate {m}
, !- Vertex 17 X-coordinate {m}
, !- Vertex 17 Y-coordinate {m}
, !- Vertex 17 Z-coordinate {m}
, !- Vertex 18 X-coordinate {m}
, !- Vertex 18 Y-coordinate {m}
, !- Vertex 18 Z-coordinate {m}
, !- Vertex 19 X-coordinate {m}
, !- Vertex 19 Y-coordinate {m}
, !- Vertex 19 Z-coordinate {m}
, !- Vertex 20 X-coordinate {m}
, !- Vertex 20 Y-coordinate {m}
; !- Vertex 20 Z-coordinate {m}
BuildingSurface:Detailed,
L1-101-SalesCirculation2_Srf_9, !- Name
Wall, !- Surface Type
Hole, !- Construction Name
L1-101-SalesCirculation2 Thermal Zone, !- Zone Name
Surface, !- Outside Boundary Condition
L1-102-Checkout1_Srf_1, !- Outside Boundary Condition Object
NoSun, !- Sun Exposure
NoWind, !- Wind Exposure
, !- View Factor to Ground
4, !- Number of Vertices
57.882, !- Vertex 1 X-coordinate {m}
31.364, !- Vertex 1 Y-coordinate {m}
2.134, !- Vertex 1 Z-coordinate {m}
57.882, !- Vertex 2 X-coordinate {m}
31.364, !- Vertex 2 Y-coordinate {m}
0, !- Vertex 2 Z-coordinate {m}
60.046, !- Vertex 3 X-coordinate {m}
31.364, !- Vertex 3 Y-coordinate {m}
0, !- Vertex 3 Z-coordinate {m}
60.046, !- Vertex 4 X-coordinate {m}
31.364, !- Vertex 4 Y-coordinate {m}
2.134, !- Vertex 4 Z-coordinate {m}
, !- Vertex 5 X-coordinate {m}
, !- Vertex 5 Y-coordinate {m}
, !- Vertex 5 Z-coordinate {m}
, !- Vertex 6 X-coordinate {m}
, !- Vertex 6 Y-coordinate {m}
, !- Vertex 6 Z-coordinate {m}
, !- Vertex 7 X-coordinate {m}
, !- Vertex 7 Y-coordinate {m}
, !- Vertex 7 Z-coordinate {m}
, !- Vertex 8 X-coordinate {m}
, !- Vertex 8 Y-coordinate {m}
, !- Vertex 8 Z-coordinate {m}
, !- Vertex 9 X-coordinate {m}
, !- Vertex 9 Y-coordinate {m}
, !- Vertex 9 Z-coordinate {m}
, !- Vertex 10 X-coordinate {m}
, !- Vertex 10 Y-coordinate {m}
, !- Vertex 10 Z-coordinate {m}
, !- Vertex 11 X-coordinate {m}
, !- Vertex 11 Y-coordinate {m}
, !- Vertex 11 Z-coordinate {m}
, !- Vertex 12 X-coordinate {m}
, !- Vertex 12 Y-coordinate {m}
, !- Vertex 12 Z-coordinate {m}
, !- Vertex 13 X-coordinate {m}
, !- Vertex 13 Y-coordinate {m}
, !- Vertex 13 Z-coordinate {m}
, !- Vertex 14 X-coordinate {m}
, !- Vertex 14 Y-coordinate {m}
, !- Vertex 14 Z-coordinate {m}
, !- Vertex 15 X-coordinate {m}
, !- Vertex 15 Y-coordinate {m}
, !- Vertex 15 Z-coordinate {m}
, !- Vertex 16 X-coordinate {m}
, !- Vertex 16 Y-coordinate {m}
, !- Vertex 16 Z-coordinate {m}
, !- Vertex 17 X-coordinate {m}
, !- Vertex 17 Y-coordinate {m}
, !- Vertex 17 Z-coordinate {m}
, !- Vertex 18 X-coordinate {m}
, !- Vertex 18 Y-coordinate {m}
, !- Vertex 18 Z-coordinate {m}
, !- Vertex 19 X-coordinate {m}
, !- Vertex 19 Y-coordinate {m}
, !- Vertex 19 Z-coordinate {m}
, !- Vertex 20 X-coordinate {m}
, !- Vertex 20 Y-coordinate {m}
; !- Vertex 20 Z-coordinate {m}
BuildingSurface:Detailed,
L1-101-SalesCirculation3_Srf_0, !- Name
Floor, !- Surface Type
Hole, !- Construction Name
L1-101-SalesCirculation3 Thermal Zone, !- Zone Name
ground, !- Outside Boundary Condition
, !- Outside Boundary Condition Object
NoSun, !- Sun Exposure
NoWind, !- Wind Exposure
, !- View Factor to Ground
8, !- Number of Vertices
53.005, !- Vertex 1 X-coordinate {m}
55.992, !- Vertex 1 Y-coordinate {m}
0, !- Vertex 1 Z-coordinate {m}
53.005, !- Vertex 2 X-coordinate {m}
53.584, !- Vertex 2 Y-coordinate {m}
0, !- Vertex 2 Z-coordinate {m}
45.872, !- Vertex 3 X-coordinate {m}
53.584, !- Vertex 3 Y-coordinate {m}
0, !- Vertex 3 Z-coordinate {m}
45.872, !- Vertex 4 X-coordinate {m}
55.474, !- Vertex 4 Y-coordinate {m}
0, !- Vertex 4 Z-coordinate {m}
49.53, !- Vertex 5 X-coordinate {m}
55.474, !- Vertex 5 Y-coordinate {m}
0, !- Vertex 5 Z-coordinate {m}
49.53, !- Vertex 6 X-coordinate {m}
57.812, !- Vertex 6 Y-coordinate {m}
0, !- Vertex 6 Z-coordinate {m}
50.688, !- Vertex 7 X-coordinate {m}
57.812, !- Vertex 7 Y-coordinate {m}
0, !- Vertex 7 Z-coordinate {m}
50.688, !- Vertex 8 X-coordinate {m}
55.992, !- Vertex 8 Y-coordinate {m}
0, !- Vertex 8 Z-coordinate {m}
, !- Vertex 9 X-coordinate {m}
, !- Vertex 9 Y-coordinate {m}
, !- Vertex 9 Z-coordinate {m}
, !- Vertex 10 X-coordinate {m}
, !- Vertex 10 Y-coordinate {m}
, !- Vertex 10 Z-coordinate {m}
, !- Vertex 11 X-coordinate {m}
, !- Vertex 11 Y-coordinate {m}
, !- Vertex 11 Z-coordinate {m}
, !- Vertex 12 X-coordinate {m}
, !- Vertex 12 Y-coordinate {m}
, !- Vertex 12 Z-coordinate {m}
, !- Vertex 13 X-coordinate {m}
, !- Vertex 13 Y-coordinate {m}
, !- Vertex 13 Z-coordinate {m}
, !- Vertex 14 X-coordinate {m}
, !- Vertex 14 Y-coordinate {m}
, !- Vertex 14 Z-coordinate {m}
, !- Vertex 15 X-coordinate {m}
, !- Vertex 15 Y-coordinate {m}
, !- Vertex 15 Z-coordinate {m}
, !- Vertex 16 X-coordinate {m}
, !- Vertex 16 Y-coordinate {m}
, !- Vertex 16 Z-coordinate {m}
, !- Vertex 17 X-coordinate {m}
, !- Vertex 17 Y-coordinate {m}
, !- Vertex 17 Z-coordinate {m}
, !- Vertex 18 X-coordinate {m}
, !- Vertex 18 Y-coordinate {m}
, !- Vertex 18 Z-coordinate {m}
, !- Vertex 19 X-coordinate {m}
, !- Vertex 19 Y-coordinate {m}
, !- Vertex 19 Z-coordinate {m}
, !- Vertex 20 X-coordinate {m}
, !- Vertex 20 Y-coordinate {m}
; !- Vertex 20 Z-coordinate {m}
BuildingSurface:Detailed,
L1-101-SalesCirculation3_Srf_1, !- Name
Wall, !- Surface Type
Hole, !- Construction Name
L1-101-SalesCirculation3 Thermal Zone, !- Zone Name
Surface, !- Outside Boundary Condition
L1-101-SalesAisle1_Srf_4,!- Outside Boundary Condition Object
NoSun, !- Sun Exposure
NoWind, !- Wind Exposure
, !- View Factor to Ground
4, !- Number of Vertices
48.128, !- Vertex 1 X-coordinate {m}
53.584, !- Vertex 1 Y-coordinate {m}
2.134, !- Vertex 1 Z-coordinate {m}
48.128, !- Vertex 2 X-coordinate {m}
53.584, !- Vertex 2 Y-coordinate {m}
0, !- Vertex 2 Z-coordinate {m}
49.896, !- Vertex 3 X-coordinate {m}
53.584, !- Vertex 3 Y-coordinate {m}
0, !- Vertex 3 Z-coordinate {m}
49.896, !- Vertex 4 X-coordinate {m}
53.584, !- Vertex 4 Y-coordinate {m}
2.134, !- Vertex 4 Z-coordinate {m}
, !- Vertex 5 X-coordinate {m}
, !- Vertex 5 Y-coordinate {m}
, !- Vertex 5 Z-coordinate {m}
, !- Vertex 6 X-coordinate {m}
, !- Vertex 6 Y-coordinate {m}
, !- Vertex 6 Z-coordinate {m}
, !- Vertex 7 X-coordinate {m}
, !- Vertex 7 Y-coordinate {m}
, !- Vertex 7 Z-coordinate {m}
, !- Vertex 8 X-coordinate {m}
, !- Vertex 8 Y-coordinate {m}
, !- Vertex 8 Z-coordinate {m}
, !- Vertex 9 X-coordinate {m}
, !- Vertex 9 Y-coordinate {m}
, !- Vertex 9 Z-coordinate {m}
, !- Vertex 10 X-coordinate {m}
, !- Vertex 10 Y-coordinate {m}
, !- Vertex 10 Z-coordinate {m}
, !- Vertex 11 X-coordinate {m}
, !- Vertex 11 Y-coordinate {m}
, !- Vertex 11 Z-coordinate {m}
, !- Vertex 12 X-coordinate {m}
, !- Vertex 12 Y-coordinate {m}
, !- Vertex 12 Z-coordinate {m}
, !- Vertex 13 X-coordinate {m}
, !- Vertex 13 Y-coordinate {m}
, !- Vertex 13 Z-coordinate {m}
, !- Vertex 14 X-coordinate {m}
, !- Vertex 14 Y-coordinate {m}
, !- Vertex 14 Z-coordinate {m}
, !- Vertex 15 X-coordinate {m}
, !- Vertex 15 Y-coordinate {m}
, !- Vertex 15 Z-coordinate {m}
, !- Vertex 16 X-coordinate {m}
, !- Vertex 16 Y-coordinate {m}
, !- Vertex 16 Z-coordinate {m}
, !- Vertex 17 X-coordinate {m}
, !- Vertex 17 Y-coordinate {m}
, !- Vertex 17 Z-coordinate {m}
, !- Vertex 18 X-coordinate {m}
, !- Vertex 18 Y-coordinate {m}
, !- Vertex 18 Z-coordinate {m}
, !- Vertex 19 X-coordinate {m}
, !- Vertex 19 Y-coordinate {m}
, !- Vertex 19 Z-coordinate {m}
, !- Vertex 20 X-coordinate {m}
, !- Vertex 20 Y-coordinate {m}
; !- Vertex 20 Z-coordinate {m}
BuildingSurface:Detailed,
L1-101-SalesCirculation3_Srf_10, !- Name
Wall, !- Surface Type
Hole, !- Construction Name
L1-101-SalesCirculation3 Thermal Zone, !- Zone Name
Surface, !- Outside Boundary Condition
L1-101-SalesRefrigerationReachInDairy2_Srf_3, !- Outside Boundary Condition Object
NoSun, !- Sun Exposure
NoWind, !- Wind Exposure
, !- View Factor to Ground
4, !- Number of Vertices
45.872, !- Vertex 1 X-coordinate {m}
55.474, !- Vertex 1 Y-coordinate {m}
2.134, !- Vertex 1 Z-coordinate {m}
45.872, !- Vertex 2 X-coordinate {m}
55.474, !- Vertex 2 Y-coordinate {m}
0, !- Vertex 2 Z-coordinate {m}
45.872, !- Vertex 3 X-coordinate {m}
53.584, !- Vertex 3 Y-coordinate {m}
0, !- Vertex 3 Z-coordinate {m}
45.872, !- Vertex 4 X-coordinate {m}
53.584, !- Vertex 4 Y-coordinate {m}
2.134, !- Vertex 4 Z-coordinate {m}
, !- Vertex 5 X-coordinate {m}
, !- Vertex 5 Y-coordinate {m}
, !- Vertex 5 Z-coordinate {m}
, !- Vertex 6 X-coordinate {m}
, !- Vertex 6 Y-coordinate {m}
, !- Vertex 6 Z-coordinate {m}
, !- Vertex 7 X-coordinate {m}
, !- Vertex 7 Y-coordinate {m}
, !- Vertex 7 Z-coordinate {m}
, !- Vertex 8 X-coordinate {m}
, !- Vertex 8 Y-coordinate {m}
, !- Vertex 8 Z-coordinate {m}
, !- Vertex 9 X-coordinate {m}
, !- Vertex 9 Y-coordinate {m}
, !- Vertex 9 Z-coordinate {m}
, !- Vertex 10 X-coordinate {m}
, !- Vertex 10 Y-coordinate {m}
, !- Vertex 10 Z-coordinate {m}
, !- Vertex 11 X-coordinate {m}
, !- Vertex 11 Y-coordinate {m}
, !- Vertex 11 Z-coordinate {m}
, !- Vertex 12 X-coordinate {m}
, !- Vertex 12 Y-coordinate {m}
, !- Vertex 12 Z-coordinate {m}
, !- Vertex 13 X-coordinate {m}
, !- Vertex 13 Y-coordinate {m}
, !- Vertex 13 Z-coordinate {m}
, !- Vertex 14 X-coordinate {m}
, !- Vertex 14 Y-coordinate {m}
, !- Vertex 14 Z-coordinate {m}
, !- Vertex 15 X-coordinate {m}
, !- Vertex 15 Y-coordinate {m}
, !- Vertex 15 Z-coordinate {m}
, !- Vertex 16 X-coordinate {m}
, !- Vertex 16 Y-coordinate {m}
, !- Vertex 16 Z-coordinate {m}
, !- Vertex 17 X-coordinate {m}
, !- Vertex 17 Y-coordinate {m}
, !- Vertex 17 Z-coordinate {m}
, !- Vertex 18 X-coordinate {m}
, !- Vertex 18 Y-coordinate {m}
, !- Vertex 18 Z-coordinate {m}
, !- Vertex 19 X-coordinate {m}
, !- Vertex 19 Y-coordinate {m}
, !- Vertex 19 Z-coordinate {m}
, !- Vertex 20 X-coordinate {m}
, !- Vertex 20 Y-coordinate {m}
; !- Vertex 20 Z-coordinate {m}
BuildingSurface:Detailed,
L1-101-SalesCirculation3_Srf_11, !- Name
Wall, !- Surface Type
Hole, !- Construction Name
L1-101-SalesCirculation3 Thermal Zone, !- Zone Name
Surface, !- Outside Boundary Condition
L1-101-SalesAisleBulk_Srf_1, !- Outside Boundary Condition Object
NoSun, !- Sun Exposure
NoWind, !- Wind Exposure
, !- View Factor to Ground
4, !- Number of Vertices
45.872, !- Vertex 1 X-coordinate {m}
53.584, !- Vertex 1 Y-coordinate {m}
2.134, !- Vertex 1 Z-coordinate {m}
45.872, !- Vertex 2 X-coordinate {m}
53.584, !- Vertex 2 Y-coordinate {m}
0, !- Vertex 2 Z-coordinate {m}
48.128, !- Vertex 3 X-coordinate {m}
53.584, !- Vertex 3 Y-coordinate {m}
0, !- Vertex 3 Z-coordinate {m}
48.128, !- Vertex 4 X-coordinate {m}
53.584, !- Vertex 4 Y-coordinate {m}
2.134, !- Vertex 4 Z-coordinate {m}
, !- Vertex 5 X-coordinate {m}
, !- Vertex 5 Y-coordinate {m}
, !- Vertex 5 Z-coordinate {m}
, !- Vertex 6 X-coordinate {m}
, !- Vertex 6 Y-coordinate {m}
, !- Vertex 6 Z-coordinate {m}
, !- Vertex 7 X-coordinate {m}
, !- Vertex 7 Y-coordinate {m}
, !- Vertex 7 Z-coordinate {m}
, !- Vertex 8 X-coordinate {m}
, !- Vertex 8 Y-coordinate {m}
, !- Vertex 8 Z-coordinate {m}
, !- Vertex 9 X-coordinate {m}
, !- Vertex 9 Y-coordinate {m}
, !- Vertex 9 Z-coordinate {m}
, !- Vertex 10 X-coordinate {m}
, !- Vertex 10 Y-coordinate {m}
, !- Vertex 10 Z-coordinate {m}
, !- Vertex 11 X-coordinate {m}
, !- Vertex 11 Y-coordinate {m}
, !- Vertex 11 Z-coordinate {m}
, !- Vertex 12 X-coordinate {m}
, !- Vertex 12 Y-coordinate {m}
, !- Vertex 12 Z-coordinate {m}
, !- Vertex 13 X-coordinate {m}
, !- Vertex 13 Y-coordinate {m}
, !- Vertex 13 Z-coordinate {m}
, !- Vertex 14 X-coordinate {m}
, !- Vertex 14 Y-coordinate {m}
, !- Vertex 14 Z-coordinate {m}
, !- Vertex 15 X-coordinate {m}
, !- Vertex 15 Y-coordinate {m}
, !- Vertex 15 Z-coordinate {m}
, !- Vertex 16 X-coordinate {m}
, !- Vertex 16 Y-coordinate {m}
, !- Vertex 16 Z-coordinate {m}
, !- Vertex 17 X-coordinate {m}
, !- Vertex 17 Y-coordinate {m}
, !- Vertex 17 Z-coordinate {m}
, !- Vertex 18 X-coordinate {m}
, !- Vertex 18 Y-coordinate {m}
, !- Vertex 18 Z-coordinate {m}
, !- Vertex 19 X-coordinate {m}
, !- Vertex 19 Y-coordinate {m}
, !- Vertex 19 Z-coordinate {m}
, !- Vertex 20 X-coordinate {m}
, !- Vertex 20 Y-coordinate {m}
; !- Vertex 20 Z-coordinate {m}
BuildingSurface:Detailed,
L1-101-SalesCirculation3_Srf_12, !- Name
Roof, !- Surface Type
Roof_BOH, !- Construction Name
L1-101-SalesCirculation3 Thermal Zone, !- Zone Name
Outdoors, !- Outside Boundary Condition
, !- Outside Boundary Condition Object
SunExposed, !- Sun Exposure
WindExposed, !- Wind Exposure
, !- View Factor to Ground
8, !- Number of Vertices
45.872, !- Vertex 1 X-coordinate {m}
55.474, !- Vertex 1 Y-coordinate {m}
2.134, !- Vertex 1 Z-coordinate {m}
45.872, !- Vertex 2 X-coordinate {m}
53.584, !- Vertex 2 Y-coordinate {m}
2.134, !- Vertex 2 Z-coordinate {m}
53.005, !- Vertex 3 X-coordinate {m}
53.584, !- Vertex 3 Y-coordinate {m}
2.134, !- Vertex 3 Z-coordinate {m}
53.005, !- Vertex 4 X-coordinate {m}
55.992, !- Vertex 4 Y-coordinate {m}
2.134, !- Vertex 4 Z-coordinate {m}
50.688, !- Vertex 5 X-coordinate {m}
55.992, !- Vertex 5 Y-coordinate {m}
2.134, !- Vertex 5 Z-coordinate {m}
50.688, !- Vertex 6 X-coordinate {m}
57.812, !- Vertex 6 Y-coordinate {m}
2.134, !- Vertex 6 Z-coordinate {m}
49.53, !- Vertex 7 X-coordinate {m}
57.812, !- Vertex 7 Y-coordinate {m}
2.134, !- Vertex 7 Z-coordinate {m}
49.53, !- Vertex 8 X-coordinate {m}
55.474, !- Vertex 8 Y-coordinate {m}
2.134, !- Vertex 8 Z-coordinate {m}
, !- Vertex 9 X-coordinate {m}
, !- Vertex 9 Y-coordinate {m}
, !- Vertex 9 Z-coordinate {m}
, !- Vertex 10 X-coordinate {m}
, !- Vertex 10 Y-coordinate {m}
, !- Vertex 10 Z-coordinate {m}
, !- Vertex 11 X-coordinate {m}
, !- Vertex 11 Y-coordinate {m}
, !- Vertex 11 Z-coordinate {m}
, !- Vertex 12 X-coordinate {m}
, !- Vertex 12 Y-coordinate {m}
, !- Vertex 12 Z-coordinate {m}
, !- Vertex 13 X-coordinate {m}
, !- Vertex 13 Y-coordinate {m}
, !- Vertex 13 Z-coordinate {m}
, !- Vertex 14 X-coordinate {m}
, !- Vertex 14 Y-coordinate {m}
, !- Vertex 14 Z-coordinate {m}
, !- Vertex 15 X-coordinate {m}
, !- Vertex 15 Y-coordinate {m}
, !- Vertex 15 Z-coordinate {m}
, !- Vertex 16 X-coordinate {m}
, !- Vertex 16 Y-coordinate {m}
, !- Vertex 16 Z-coordinate {m}
, !- Vertex 17 X-coordinate {m}
, !- Vertex 17 Y-coordinate {m}
, !- Vertex 17 Z-coordinate {m}
, !- Vertex 18 X-coordinate {m}
, !- Vertex 18 Y-coordinate {m}
, !- Vertex 18 Z-coordinate {m}
, !- Vertex 19 X-coordinate {m}
, !- Vertex 19 Y-coordinate {m}
, !- Vertex 19 Z-coordinate {m}
, !- Vertex 20 X-coordinate {m}
, !- Vertex 20 Y-coordinate {m}
; !- Vertex 20 Z-coordinate {m}
BuildingSurface:Detailed,
L1-101-SalesCirculation3_Srf_2, !- Name
Wall, !- Surface Type
Hole, !- Construction Name
L1-101-SalesCirculation3 Thermal Zone, !- Zone Name
Surface, !- Outside Boundary Condition
L1-101-SalesAisle2_Srf_1,!- Outside Boundary Condition Object
NoSun, !- Sun Exposure
NoWind, !- Wind Exposure
, !- View Factor to Ground
4, !- Number of Vertices
49.896, !- Vertex 1 X-coordinate {m}
53.584, !- Vertex 1 Y-coordinate {m}
2.134, !- Vertex 1 Z-coordinate {m}
49.896, !- Vertex 2 X-coordinate {m}
53.584, !- Vertex 2 Y-coordinate {m}
0, !- Vertex 2 Z-coordinate {m}
51.474, !- Vertex 3 X-coordinate {m}
53.584, !- Vertex 3 Y-coordinate {m}
0, !- Vertex 3 Z-coordinate {m}
51.474, !- Vertex 4 X-coordinate {m}
53.584, !- Vertex 4 Y-coordinate {m}
2.134, !- Vertex 4 Z-coordinate {m}
, !- Vertex 5 X-coordinate {m}
, !- Vertex 5 Y-coordinate {m}
, !- Vertex 5 Z-coordinate {m}
, !- Vertex 6 X-coordinate {m}
, !- Vertex 6 Y-coordinate {m}
, !- Vertex 6 Z-coordinate {m}
, !- Vertex 7 X-coordinate {m}
, !- Vertex 7 Y-coordinate {m}
, !- Vertex 7 Z-coordinate {m}
, !- Vertex 8 X-coordinate {m}
, !- Vertex 8 Y-coordinate {m}
, !- Vertex 8 Z-coordinate {m}
, !- Vertex 9 X-coordinate {m}
, !- Vertex 9 Y-coordinate {m}
, !- Vertex 9 Z-coordinate {m}
, !- Vertex 10 X-coordinate {m}
, !- Vertex 10 Y-coordinate {m}
, !- Vertex 10 Z-coordinate {m}
, !- Vertex 11 X-coordinate {m}
, !- Vertex 11 Y-coordinate {m}
, !- Vertex 11 Z-coordinate {m}
, !- Vertex 12 X-coordinate {m}
, !- Vertex 12 Y-coordinate {m}
, !- Vertex 12 Z-coordinate {m}
, !- Vertex 13 X-coordinate {m}
, !- Vertex 13 Y-coordinate {m}
, !- Vertex 13 Z-coordinate {m}
, !- Vertex 14 X-coordinate {m}
, !- Vertex 14 Y-coordinate {m}
, !- Vertex 14 Z-coordinate {m}
, !- Vertex 15 X-coordinate {m}
, !- Vertex 15 Y-coordinate {m}
, !- Vertex 15 Z-coordinate {m}
, !- Vertex 16 X-coordinate {m}
, !- Vertex 16 Y-coordinate {m}
, !- Vertex 16 Z-coordinate {m}
, !- Vertex 17 X-coordinate {m}
, !- Vertex 17 Y-coordinate {m}
, !- Vertex 17 Z-coordinate {m}
, !- Vertex 18 X-coordinate {m}
, !- Vertex 18 Y-coordinate {m}
, !- Vertex 18 Z-coordinate {m}
, !- Vertex 19 X-coordinate {m}
, !- Vertex 19 Y-coordinate {m}
, !- Vertex 19 Z-coordinate {m}
, !- Vertex 20 X-coordinate {m}
, !- Vertex 20 Y-coordinate {m}
; !- Vertex 20 Z-coordinate {m}
BuildingSurface:Detailed,
L1-101-SalesCirculation3_Srf_3, !- Name
Wall, !- Surface Type
Hole, !- Construction Name
L1-101-SalesCirculation3 Thermal Zone, !- Zone Name
Surface, !- Outside Boundary Condition
L1-101-SalesAisle3_Srf_5,!- Outside Boundary Condition Object
NoSun, !- Sun Exposure
NoWind, !- Wind Exposure
, !- View Factor to Ground
4, !- Number of Vertices
51.474, !- Vertex 1 X-coordinate {m}
53.584, !- Vertex 1 Y-coordinate {m}
2.134, !- Vertex 1 Z-coordinate {m}
51.474, !- Vertex 2 X-coordinate {m}
53.584, !- Vertex 2 Y-coordinate {m}
0, !- Vertex 2 Z-coordinate {m}
53.005, !- Vertex 3 X-coordinate {m}
53.584, !- Vertex 3 Y-coordinate {m}
0, !- Vertex 3 Z-coordinate {m}
53.005, !- Vertex 4 X-coordinate {m}
53.584, !- Vertex 4 Y-coordinate {m}
2.134, !- Vertex 4 Z-coordinate {m}
, !- Vertex 5 X-coordinate {m}
, !- Vertex 5 Y-coordinate {m}
, !- Vertex 5 Z-coordinate {m}
, !- Vertex 6 X-coordinate {m}
, !- Vertex 6 Y-coordinate {m}
, !- Vertex 6 Z-coordinate {m}
, !- Vertex 7 X-coordinate {m}
, !- Vertex 7 Y-coordinate {m}
, !- Vertex 7 Z-coordinate {m}
, !- Vertex 8 X-coordinate {m}
, !- Vertex 8 Y-coordinate {m}
, !- Vertex 8 Z-coordinate {m}
, !- Vertex 9 X-coordinate {m}
, !- Vertex 9 Y-coordinate {m}
, !- Vertex 9 Z-coordinate {m}
, !- Vertex 10 X-coordinate {m}
, !- Vertex 10 Y-coordinate {m}
, !- Vertex 10 Z-coordinate {m}
, !- Vertex 11 X-coordinate {m}
, !- Vertex 11 Y-coordinate {m}
, !- Vertex 11 Z-coordinate {m}
, !- Vertex 12 X-coordinate {m}
, !- Vertex 12 Y-coordinate {m}
, !- Vertex 12 Z-coordinate {m}
, !- Vertex 13 X-coordinate {m}
, !- Vertex 13 Y-coordinate {m}
, !- Vertex 13 Z-coordinate {m}
, !- Vertex 14 X-coordinate {m}
, !- Vertex 14 Y-coordinate {m}
, !- Vertex 14 Z-coordinate {m}
, !- Vertex 15 X-coordinate {m}
, !- Vertex 15 Y-coordinate {m}
, !- Vertex 15 Z-coordinate {m}
, !- Vertex 16 X-coordinate {m}
, !- Vertex 16 Y-coordinate {m}
, !- Vertex 16 Z-coordinate {m}
, !- Vertex 17 X-coordinate {m}
, !- Vertex 17 Y-coordinate {m}
, !- Vertex 17 Z-coordinate {m}
, !- Vertex 18 X-coordinate {m}
, !- Vertex 18 Y-coordinate {m}
, !- Vertex 18 Z-coordinate {m}
, !- Vertex 19 X-coordinate {m}
, !- Vertex 19 Y-coordinate {m}
, !- Vertex 19 Z-coordinate {m}
, !- Vertex 20 X-coordinate {m}
, !- Vertex 20 Y-coordinate {m}
; !- Vertex 20 Z-coordinate {m}
BuildingSurface:Detailed,
L1-101-SalesCirculation3_Srf_4, !- Name
Wall, !- Surface Type
Hole, !- Construction Name
L1-101-SalesCirculation3 Thermal Zone, !- Zone Name
Surface, !- Outside Boundary Condition
L1-101-SalesCirculation4_Srf_3, !- Outside Boundary Condition Object
NoSun, !- Sun Exposure
NoWind, !- Wind Exposure
, !- View Factor to Ground
4, !- Number of Vertices
53.005, !- Vertex 1 X-coordinate {m}
53.584, !- Vertex 1 Y-coordinate {m}
2.134, !- Vertex 1 Z-coordinate {m}
53.005, !- Vertex 2 X-coordinate {m}
53.584, !- Vertex 2 Y-coordinate {m}
0, !- Vertex 2 Z-coordinate {m}
53.005, !- Vertex 3 X-coordinate {m}
55.992, !- Vertex 3 Y-coordinate {m}
0, !- Vertex 3 Z-coordinate {m}
53.005, !- Vertex 4 X-coordinate {m}
55.992, !- Vertex 4 Y-coordinate {m}
2.134, !- Vertex 4 Z-coordinate {m}
, !- Vertex 5 X-coordinate {m}
, !- Vertex 5 Y-coordinate {m}
, !- Vertex 5 Z-coordinate {m}
, !- Vertex 6 X-coordinate {m}
, !- Vertex 6 Y-coordinate {m}
, !- Vertex 6 Z-coordinate {m}
, !- Vertex 7 X-coordinate {m}
, !- Vertex 7 Y-coordinate {m}
, !- Vertex 7 Z-coordinate {m}
, !- Vertex 8 X-coordinate {m}
, !- Vertex 8 Y-coordinate {m}
, !- Vertex 8 Z-coordinate {m}
, !- Vertex 9 X-coordinate {m}
, !- Vertex 9 Y-coordinate {m}
, !- Vertex 9 Z-coordinate {m}
, !- Vertex 10 X-coordinate {m}
, !- Vertex 10 Y-coordinate {m}
, !- Vertex 10 Z-coordinate {m}
, !- Vertex 11 X-coordinate {m}
, !- Vertex 11 Y-coordinate {m}
, !- Vertex 11 Z-coordinate {m}
, !- Vertex 12 X-coordinate {m}
, !- Vertex 12 Y-coordinate {m}
, !- Vertex 12 Z-coordinate {m}
, !- Vertex 13 X-coordinate {m}
, !- Vertex 13 Y-coordinate {m}
, !- Vertex 13 Z-coordinate {m}
, !- Vertex 14 X-coordinate {m}
, !- Vertex 14 Y-coordinate {m}
, !- Vertex 14 Z-coordinate {m}
, !- Vertex 15 X-coordinate {m}
, !- Vertex 15 Y-coordinate {m}
, !- Vertex 15 Z-coordinate {m}
, !- Vertex 16 X-coordinate {m}
, !- Vertex 16 Y-coordinate {m}
, !- Vertex 16 Z-coordinate {m}
, !- Vertex 17 X-coordinate {m}
, !- Vertex 17 Y-coordinate {m}
, !- Vertex 17 Z-coordinate {m}
, !- Vertex 18 X-coordinate {m}
, !- Vertex 18 Y-coordinate {m}
, !- Vertex 18 Z-coordinate {m}
, !- Vertex 19 X-coordinate {m}
, !- Vertex 19 Y-coordinate {m}
, !- Vertex 19 Z-coordinate {m}
, !- Vertex 20 X-coordinate {m}
, !- Vertex 20 Y-coordinate {m}
; !- Vertex 20 Z-coordinate {m}
BuildingSurface:Detailed,
L1-101-SalesCirculation3_Srf_5, !- Name
Wall, !- Surface Type
Hole, !- Construction Name
L1-101-SalesCirculation3 Thermal Zone, !- Zone Name
Surface, !- Outside Boundary Condition
L1-101-SalesRefrigerationReachInMeatSubstitutes_Srf_2, !- Outside Boundary Condition Object
NoSun, !- Sun Exposure
NoWind, !- Wind Exposure
, !- View Factor to Ground
4, !- Number of Vertices
53.005, !- Vertex 1 X-coordinate {m}
55.992, !- Vertex 1 Y-coordinate {m}
2.134, !- Vertex 1 Z-coordinate {m}
53.005, !- Vertex 2 X-coordinate {m}
55.992, !- Vertex 2 Y-coordinate {m}
0, !- Vertex 2 Z-coordinate {m}
50.688, !- Vertex 3 X-coordinate {m}
55.992, !- Vertex 3 Y-coordinate {m}
0, !- Vertex 3 Z-coordinate {m}
50.688, !- Vertex 4 X-coordinate {m}
55.992, !- Vertex 4 Y-coordinate {m}
2.134, !- Vertex 4 Z-coordinate {m}
, !- Vertex 5 X-coordinate {m}
, !- Vertex 5 Y-coordinate {m}
, !- Vertex 5 Z-coordinate {m}
, !- Vertex 6 X-coordinate {m}
, !- Vertex 6 Y-coordinate {m}
, !- Vertex 6 Z-coordinate {m}
, !- Vertex 7 X-coordinate {m}
, !- Vertex 7 Y-coordinate {m}
, !- Vertex 7 Z-coordinate {m}
, !- Vertex 8 X-coordinate {m}
, !- Vertex 8 Y-coordinate {m}
, !- Vertex 8 Z-coordinate {m}
, !- Vertex 9 X-coordinate {m}
, !- Vertex 9 Y-coordinate {m}
, !- Vertex 9 Z-coordinate {m}
, !- Vertex 10 X-coordinate {m}
, !- Vertex 10 Y-coordinate {m}
, !- Vertex 10 Z-coordinate {m}
, !- Vertex 11 X-coordinate {m}
, !- Vertex 11 Y-coordinate {m}
, !- Vertex 11 Z-coordinate {m}
, !- Vertex 12 X-coordinate {m}
, !- Vertex 12 Y-coordinate {m}
, !- Vertex 12 Z-coordinate {m}
, !- Vertex 13 X-coordinate {m}
, !- Vertex 13 Y-coordinate {m}
, !- Vertex 13 Z-coordinate {m}
, !- Vertex 14 X-coordinate {m}
, !- Vertex 14 Y-coordinate {m}
, !- Vertex 14 Z-coordinate {m}
, !- Vertex 15 X-coordinate {m}
, !- Vertex 15 Y-coordinate {m}
, !- Vertex 15 Z-coordinate {m}
, !- Vertex 16 X-coordinate {m}
, !- Vertex 16 Y-coordinate {m}
, !- Vertex 16 Z-coordinate {m}
, !- Vertex 17 X-coordinate {m}
, !- Vertex 17 Y-coordinate {m}
, !- Vertex 17 Z-coordinate {m}
, !- Vertex 18 X-coordinate {m}
, !- Vertex 18 Y-coordinate {m}
, !- Vertex 18 Z-coordinate {m}
, !- Vertex 19 X-coordinate {m}
, !- Vertex 19 Y-coordinate {m}
, !- Vertex 19 Z-coordinate {m}
, !- Vertex 20 X-coordinate {m}
, !- Vertex 20 Y-coordinate {m}
; !- Vertex 20 Z-coordinate {m}
BuildingSurface:Detailed,
L1-101-SalesCirculation3_Srf_6, !- Name
Wall, !- Surface Type
Hole, !- Construction Name
L1-101-SalesCirculation3 Thermal Zone, !- Zone Name
Surface, !- Outside Boundary Condition
L1-101-SalesRefrigerationReachInMeatSubstitutes_Srf_1, !- Outside Boundary Condition Object
NoSun, !- Sun Exposure
NoWind, !- Wind Exposure
, !- View Factor to Ground
4, !- Number of Vertices
50.688, !- Vertex 1 X-coordinate {m}
55.992, !- Vertex 1 Y-coordinate {m}
2.134, !- Vertex 1 Z-coordinate {m}
50.688, !- Vertex 2 X-coordinate {m}
55.992, !- Vertex 2 Y-coordinate {m}
0, !- Vertex 2 Z-coordinate {m}
50.688, !- Vertex 3 X-coordinate {m}
57.812, !- Vertex 3 Y-coordinate {m}
0, !- Vertex 3 Z-coordinate {m}
50.688, !- Vertex 4 X-coordinate {m}
57.812, !- Vertex 4 Y-coordinate {m}
2.134, !- Vertex 4 Z-coordinate {m}
, !- Vertex 5 X-coordinate {m}
, !- Vertex 5 Y-coordinate {m}
, !- Vertex 5 Z-coordinate {m}
, !- Vertex 6 X-coordinate {m}
, !- Vertex 6 Y-coordinate {m}
, !- Vertex 6 Z-coordinate {m}
, !- Vertex 7 X-coordinate {m}
, !- Vertex 7 Y-coordinate {m}
, !- Vertex 7 Z-coordinate {m}
, !- Vertex 8 X-coordinate {m}
, !- Vertex 8 Y-coordinate {m}
, !- Vertex 8 Z-coordinate {m}
, !- Vertex 9 X-coordinate {m}
, !- Vertex 9 Y-coordinate {m}
, !- Vertex 9 Z-coordinate {m}
, !- Vertex 10 X-coordinate {m}
, !- Vertex 10 Y-coordinate {m}
, !- Vertex 10 Z-coordinate {m}
, !- Vertex 11 X-coordinate {m}
, !- Vertex 11 Y-coordinate {m}
, !- Vertex 11 Z-coordinate {m}
, !- Vertex 12 X-coordinate {m}
, !- Vertex 12 Y-coordinate {m}
, !- Vertex 12 Z-coordinate {m}
, !- Vertex 13 X-coordinate {m}
, !- Vertex 13 Y-coordinate {m}
, !- Vertex 13 Z-coordinate {m}
, !- Vertex 14 X-coordinate {m}
, !- Vertex 14 Y-coordinate {m}
, !- Vertex 14 Z-coordinate {m}
, !- Vertex 15 X-coordinate {m}
, !- Vertex 15 Y-coordinate {m}
, !- Vertex 15 Z-coordinate {m}
, !- Vertex 16 X-coordinate {m}
, !- Vertex 16 Y-coordinate {m}
, !- Vertex 16 Z-coordinate {m}
, !- Vertex 17 X-coordinate {m}
, !- Vertex 17 Y-coordinate {m}
, !- Vertex 17 Z-coordinate {m}
, !- Vertex 18 X-coordinate {m}
, !- Vertex 18 Y-coordinate {m}
, !- Vertex 18 Z-coordinate {m}
, !- Vertex 19 X-coordinate {m}
, !- Vertex 19 Y-coordinate {m}
, !- Vertex 19 Z-coordinate {m}
, !- Vertex 20 X-coordinate {m}
, !- Vertex 20 Y-coordinate {m}
; !- Vertex 20 Z-coordinate {m}
BuildingSurface:Detailed,
L1-101-SalesCirculation3_Srf_7, !- Name
Wall, !- Surface Type
Hole, !- Construction Name
L1-101-SalesCirculation3 Thermal Zone, !- Zone Name
Surface, !- Outside Boundary Condition
L1-114-Backstock_Srf_5, !- Outside Boundary Condition Object
NoSun, !- Sun Exposure
NoWind, !- Wind Exposure
, !- View Factor to Ground
4, !- Number of Vertices
50.688, !- Vertex 1 X-coordinate {m}
57.812, !- Vertex 1 Y-coordinate {m}
2.134, !- Vertex 1 Z-coordinate {m}
50.688, !- Vertex 2 X-coordinate {m}
57.812, !- Vertex 2 Y-coordinate {m}
0, !- Vertex 2 Z-coordinate {m}
49.53, !- Vertex 3 X-coordinate {m}
57.812, !- Vertex 3 Y-coordinate {m}
0, !- Vertex 3 Z-coordinate {m}
49.53, !- Vertex 4 X-coordinate {m}
57.812, !- Vertex 4 Y-coordinate {m}
2.134, !- Vertex 4 Z-coordinate {m}
, !- Vertex 5 X-coordinate {m}
, !- Vertex 5 Y-coordinate {m}
, !- Vertex 5 Z-coordinate {m}
, !- Vertex 6 X-coordinate {m}
, !- Vertex 6 Y-coordinate {m}
, !- Vertex 6 Z-coordinate {m}
, !- Vertex 7 X-coordinate {m}
, !- Vertex 7 Y-coordinate {m}
, !- Vertex 7 Z-coordinate {m}
, !- Vertex 8 X-coordinate {m}
, !- Vertex 8 Y-coordinate {m}
, !- Vertex 8 Z-coordinate {m}
, !- Vertex 9 X-coordinate {m}
, !- Vertex 9 Y-coordinate {m}
, !- Vertex 9 Z-coordinate {m}
, !- Vertex 10 X-coordinate {m}
, !- Vertex 10 Y-coordinate {m}
, !- Vertex 10 Z-coordinate {m}
, !- Vertex 11 X-coordinate {m}
, !- Vertex 11 Y-coordinate {m}
, !- Vertex 11 Z-coordinate {m}
, !- Vertex 12 X-coordinate {m}
, !- Vertex 12 Y-coordinate {m}
, !- Vertex 12 Z-coordinate {m}
, !- Vertex 13 X-coordinate {m}
, !- Vertex 13 Y-coordinate {m}
, !- Vertex 13 Z-coordinate {m}
, !- Vertex 14 X-coordinate {m}
, !- Vertex 14 Y-coordinate {m}
, !- Vertex 14 Z-coordinate {m}
, !- Vertex 15 X-coordinate {m}
, !- Vertex 15 Y-coordinate {m}
, !- Vertex 15 Z-coordinate {m}
, !- Vertex 16 X-coordinate {m}
, !- Vertex 16 Y-coordinate {m}
, !- Vertex 16 Z-coordinate {m}
, !- Vertex 17 X-coordinate {m}
, !- Vertex 17 Y-coordinate {m}
, !- Vertex 17 Z-coordinate {m}
, !- Vertex 18 X-coordinate {m}
, !- Vertex 18 Y-coordinate {m}
, !- Vertex 18 Z-coordinate {m}
, !- Vertex 19 X-coordinate {m}
, !- Vertex 19 Y-coordinate {m}
, !- Vertex 19 Z-coordinate {m}
, !- Vertex 20 X-coordinate {m}
, !- Vertex 20 Y-coordinate {m}
; !- Vertex 20 Z-coordinate {m}
BuildingSurface:Detailed,
L1-101-SalesCirculation3_Srf_8, !- Name
Wall, !- Surface Type
Hole, !- Construction Name
L1-101-SalesCirculation3 Thermal Zone, !- Zone Name
Surface, !- Outside Boundary Condition
L1-101-SalesRefrigerationReachInDairy3_Srf_2, !- Outside Boundary Condition Object
NoSun, !- Sun Exposure
NoWind, !- Wind Exposure
, !- View Factor to Ground
4, !- Number of Vertices
49.53, !- Vertex 1 X-coordinate {m}
57.812, !- Vertex 1 Y-coordinate {m}
2.134, !- Vertex 1 Z-coordinate {m}
49.53, !- Vertex 2 X-coordinate {m}
57.812, !- Vertex 2 Y-coordinate {m}
0, !- Vertex 2 Z-coordinate {m}
49.53, !- Vertex 3 X-coordinate {m}
55.474, !- Vertex 3 Y-coordinate {m}
0, !- Vertex 3 Z-coordinate {m}
49.53, !- Vertex 4 X-coordinate {m}
55.474, !- Vertex 4 Y-coordinate {m}
2.134, !- Vertex 4 Z-coordinate {m}
, !- Vertex 5 X-coordinate {m}
, !- Vertex 5 Y-coordinate {m}
, !- Vertex 5 Z-coordinate {m}
, !- Vertex 6 X-coordinate {m}
, !- Vertex 6 Y-coordinate {m}
, !- Vertex 6 Z-coordinate {m}
, !- Vertex 7 X-coordinate {m}
, !- Vertex 7 Y-coordinate {m}
, !- Vertex 7 Z-coordinate {m}
, !- Vertex 8 X-coordinate {m}
, !- Vertex 8 Y-coordinate {m}
, !- Vertex 8 Z-coordinate {m}
, !- Vertex 9 X-coordinate {m}
, !- Vertex 9 Y-coordinate {m}
, !- Vertex 9 Z-coordinate {m}
, !- Vertex 10 X-coordinate {m}
, !- Vertex 10 Y-coordinate {m}
, !- Vertex 10 Z-coordinate {m}
, !- Vertex 11 X-coordinate {m}
, !- Vertex 11 Y-coordinate {m}
, !- Vertex 11 Z-coordinate {m}
, !- Vertex 12 X-coordinate {m}
, !- Vertex 12 Y-coordinate {m}
, !- Vertex 12 Z-coordinate {m}
, !- Vertex 13 X-coordinate {m}
, !- Vertex 13 Y-coordinate {m}
, !- Vertex 13 Z-coordinate {m}
, !- Vertex 14 X-coordinate {m}
, !- Vertex 14 Y-coordinate {m}
, !- Vertex 14 Z-coordinate {m}
, !- Vertex 15 X-coordinate {m}
, !- Vertex 15 Y-coordinate {m}
, !- Vertex 15 Z-coordinate {m}
, !- Vertex 16 X-coordinate {m}
, !- Vertex 16 Y-coordinate {m}
, !- Vertex 16 Z-coordinate {m}
, !- Vertex 17 X-coordinate {m}
, !- Vertex 17 Y-coordinate {m}
, !- Vertex 17 Z-coordinate {m}
, !- Vertex 18 X-coordinate {m}
, !- Vertex 18 Y-coordinate {m}
, !- Vertex 18 Z-coordinate {m}
, !- Vertex 19 X-coordinate {m}
, !- Vertex 19 Y-coordinate {m}
, !- Vertex 19 Z-coordinate {m}
, !- Vertex 20 X-coordinate {m}
, !- Vertex 20 Y-coordinate {m}
; !- Vertex 20 Z-coordinate {m}
BuildingSurface:Detailed,
L1-101-SalesCirculation3_Srf_9, !- Name
Wall, !- Surface Type
Hole, !- Construction Name
L1-101-SalesCirculation3 Thermal Zone, !- Zone Name
Surface, !- Outside Boundary Condition
L1-101-SalesRefrigerationReachInDairy3_Srf_1, !- Outside Boundary Condition Object
NoSun, !- Sun Exposure
NoWind, !- Wind Exposure
, !- View Factor to Ground
4, !- Number of Vertices
49.53, !- Vertex 1 X-coordinate {m}
55.474, !- Vertex 1 Y-coordinate {m}
2.134, !- Vertex 1 Z-coordinate {m}
49.53, !- Vertex 2 X-coordinate {m}
55.474, !- Vertex 2 Y-coordinate {m}
0, !- Vertex 2 Z-coordinate {m}
45.872, !- Vertex 3 X-coordinate {m}
55.474, !- Vertex 3 Y-coordinate {m}
0, !- Vertex 3 Z-coordinate {m}
45.872, !- Vertex 4 X-coordinate {m}
55.474, !- Vertex 4 Y-coordinate {m}
2.134, !- Vertex 4 Z-coordinate {m}
, !- Vertex 5 X-coordinate {m}
, !- Vertex 5 Y-coordinate {m}
, !- Vertex 5 Z-coordinate {m}
, !- Vertex 6 X-coordinate {m}
, !- Vertex 6 Y-coordinate {m}
, !- Vertex 6 Z-coordinate {m}
, !- Vertex 7 X-coordinate {m}
, !- Vertex 7 Y-coordinate {m}
, !- Vertex 7 Z-coordinate {m}
, !- Vertex 8 X-coordinate {m}
, !- Vertex 8 Y-coordinate {m}
, !- Vertex 8 Z-coordinate {m}
, !- Vertex 9 X-coordinate {m}
, !- Vertex 9 Y-coordinate {m}
, !- Vertex 9 Z-coordinate {m}
, !- Vertex 10 X-coordinate {m}
, !- Vertex 10 Y-coordinate {m}
, !- Vertex 10 Z-coordinate {m}
, !- Vertex 11 X-coordinate {m}
, !- Vertex 11 Y-coordinate {m}
, !- Vertex 11 Z-coordinate {m}
, !- Vertex 12 X-coordinate {m}
, !- Vertex 12 Y-coordinate {m}
, !- Vertex 12 Z-coordinate {m}
, !- Vertex 13 X-coordinate {m}
, !- Vertex 13 Y-coordinate {m}
, !- Vertex 13 Z-coordinate {m}
, !- Vertex 14 X-coordinate {m}
, !- Vertex 14 Y-coordinate {m}
, !- Vertex 14 Z-coordinate {m}
, !- Vertex 15 X-coordinate {m}
, !- Vertex 15 Y-coordinate {m}
, !- Vertex 15 Z-coordinate {m}
, !- Vertex 16 X-coordinate {m}
, !- Vertex 16 Y-coordinate {m}
, !- Vertex 16 Z-coordinate {m}
, !- Vertex 17 X-coordinate {m}
, !- Vertex 17 Y-coordinate {m}
, !- Vertex 17 Z-coordinate {m}
, !- Vertex 18 X-coordinate {m}
, !- Vertex 18 Y-coordinate {m}
, !- Vertex 18 Z-coordinate {m}
, !- Vertex 19 X-coordinate {m}
, !- Vertex 19 Y-coordinate {m}
, !- Vertex 19 Z-coordinate {m}
, !- Vertex 20 X-coordinate {m}
, !- Vertex 20 Y-coordinate {m}
; !- Vertex 20 Z-coordinate {m}
BuildingSurface:Detailed,
L1-101-SalesCirculation4_Srf_0, !- Name
Floor, !- Surface Type
Hole, !- Construction Name
L1-101-SalesCirculation4 Thermal Zone, !- Zone Name
ground, !- Outside Boundary Condition
, !- Outside Boundary Condition Object
NoSun, !- Sun Exposure
NoWind, !- Wind Exposure
, !- View Factor to Ground
20, !- Number of Vertices
74.219, !- Vertex 1 X-coordinate {m}
58.339, !- Vertex 1 Y-coordinate {m}
0, !- Vertex 1 Z-coordinate {m}
74.219, !- Vertex 2 X-coordinate {m}
53.584, !- Vertex 2 Y-coordinate {m}
0, !- Vertex 2 Z-coordinate {m}
72.847, !- Vertex 3 X-coordinate {m}
53.584, !- Vertex 3 Y-coordinate {m}
0, !- Vertex 3 Z-coordinate {m}
72.847, !- Vertex 4 X-coordinate {m}
54.529, !- Vertex 4 Y-coordinate {m}
0, !- Vertex 4 Z-coordinate {m}
68.001, !- Vertex 5 X-coordinate {m}
54.529, !- Vertex 5 Y-coordinate {m}
0, !- Vertex 5 Z-coordinate {m}
68.001, !- Vertex 6 X-coordinate {m}
52.767, !- Vertex 6 Y-coordinate {m}
0, !- Vertex 6 Z-coordinate {m}
67.026, !- Vertex 7 X-coordinate {m}
52.767, !- Vertex 7 Y-coordinate {m}
0, !- Vertex 7 Z-coordinate {m}
67.026, !- Vertex 8 X-coordinate {m}
54.529, !- Vertex 8 Y-coordinate {m}
0, !- Vertex 8 Z-coordinate {m}
65.072, !- Vertex 9 X-coordinate {m}
54.529, !- Vertex 9 Y-coordinate {m}
0, !- Vertex 9 Z-coordinate {m}
65.072, !- Vertex 10 X-coordinate {m}
52.767, !- Vertex 10 Y-coordinate {m}
0, !- Vertex 10 Z-coordinate {m}
63.856, !- Vertex 11 X-coordinate {m}
52.767, !- Vertex 11 Y-coordinate {m}
0, !- Vertex 11 Z-coordinate {m}
63.856, !- Vertex 12 X-coordinate {m}
53.193, !- Vertex 12 Y-coordinate {m}
0, !- Vertex 12 Z-coordinate {m}
62.454, !- Vertex 13 X-coordinate {m}
53.193, !- Vertex 13 Y-coordinate {m}
0, !- Vertex 13 Z-coordinate {m}
62.454, !- Vertex 14 X-coordinate {m}
55.016, !- Vertex 14 Y-coordinate {m}
0, !- Vertex 14 Z-coordinate {m}
60.575, !- Vertex 15 X-coordinate {m}
55.016, !- Vertex 15 Y-coordinate {m}
0, !- Vertex 15 Z-coordinate {m}
60.575, !- Vertex 16 X-coordinate {m}
53.193, !- Vertex 16 Y-coordinate {m}
0, !- Vertex 16 Z-coordinate {m}
53.005, !- Vertex 17 X-coordinate {m}
53.193, !- Vertex 17 Y-coordinate {m}
0, !- Vertex 17 Z-coordinate {m}
53.005, !- Vertex 18 X-coordinate {m}
55.992, !- Vertex 18 Y-coordinate {m}
0, !- Vertex 18 Z-coordinate {m}
72.847, !- Vertex 19 X-coordinate {m}
55.992, !- Vertex 19 Y-coordinate {m}
0, !- Vertex 19 Z-coordinate {m}
72.847, !- Vertex 20 X-coordinate {m}
58.339, !- Vertex 20 Y-coordinate {m}
0; !- Vertex 20 Z-coordinate {m}
BuildingSurface:Detailed,
L1-101-SalesCirculation4_Srf_1, !- Name
Wall, !- Surface Type
Hole, !- Construction Name
L1-101-SalesCirculation4 Thermal Zone, !- Zone Name
Surface, !- Outside Boundary Condition
L1-101-SalesCirculationMeatSeafood_Srf_6, !- Outside Boundary Condition Object
NoSun, !- Sun Exposure
NoWind, !- Wind Exposure
, !- View Factor to Ground
4, !- Number of Vertices
65.46, !- Vertex 1 X-coordinate {m}
55.992, !- Vertex 1 Y-coordinate {m}
2.134, !- Vertex 1 Z-coordinate {m}
65.46, !- Vertex 2 X-coordinate {m}
55.992, !- Vertex 2 Y-coordinate {m}
0, !- Vertex 2 Z-coordinate {m}
54.529, !- Vertex 3 X-coordinate {m}
55.992, !- Vertex 3 Y-coordinate {m}
0, !- Vertex 3 Z-coordinate {m}
54.529, !- Vertex 4 X-coordinate {m}
55.992, !- Vertex 4 Y-coordinate {m}
2.134, !- Vertex 4 Z-coordinate {m}
, !- Vertex 5 X-coordinate {m}
, !- Vertex 5 Y-coordinate {m}
, !- Vertex 5 Z-coordinate {m}
, !- Vertex 6 X-coordinate {m}
, !- Vertex 6 Y-coordinate {m}
, !- Vertex 6 Z-coordinate {m}
, !- Vertex 7 X-coordinate {m}
, !- Vertex 7 Y-coordinate {m}
, !- Vertex 7 Z-coordinate {m}
, !- Vertex 8 X-coordinate {m}
, !- Vertex 8 Y-coordinate {m}
, !- Vertex 8 Z-coordinate {m}
, !- Vertex 9 X-coordinate {m}
, !- Vertex 9 Y-coordinate {m}
, !- Vertex 9 Z-coordinate {m}
, !- Vertex 10 X-coordinate {m}
, !- Vertex 10 Y-coordinate {m}
, !- Vertex 10 Z-coordinate {m}
, !- Vertex 11 X-coordinate {m}
, !- Vertex 11 Y-coordinate {m}
, !- Vertex 11 Z-coordinate {m}
, !- Vertex 12 X-coordinate {m}
, !- Vertex 12 Y-coordinate {m}
, !- Vertex 12 Z-coordinate {m}
, !- Vertex 13 X-coordinate {m}
, !- Vertex 13 Y-coordinate {m}
, !- Vertex 13 Z-coordinate {m}
, !- Vertex 14 X-coordinate {m}
, !- Vertex 14 Y-coordinate {m}
, !- Vertex 14 Z-coordinate {m}
, !- Vertex 15 X-coordinate {m}
, !- Vertex 15 Y-coordinate {m}
, !- Vertex 15 Z-coordinate {m}
, !- Vertex 16 X-coordinate {m}
, !- Vertex 16 Y-coordinate {m}
, !- Vertex 16 Z-coordinate {m}
, !- Vertex 17 X-coordinate {m}
, !- Vertex 17 Y-coordinate {m}
, !- Vertex 17 Z-coordinate {m}
, !- Vertex 18 X-coordinate {m}
, !- Vertex 18 Y-coordinate {m}
, !- Vertex 18 Z-coordinate {m}
, !- Vertex 19 X-coordinate {m}
, !- Vertex 19 Y-coordinate {m}
, !- Vertex 19 Z-coordinate {m}
, !- Vertex 20 X-coordinate {m}
, !- Vertex 20 Y-coordinate {m}
; !- Vertex 20 Z-coordinate {m}
BuildingSurface:Detailed,
L1-101-SalesCirculation4_Srf_10, !- Name
Wall, !- Surface Type
Hole, !- Construction Name
L1-101-SalesCirculation4 Thermal Zone, !- Zone Name
Surface, !- Outside Boundary Condition
L1-101-SalesRefrigerationEndcap1_Srf_4, !- Outside Boundary Condition Object
NoSun, !- Sun Exposure
NoWind, !- Wind Exposure
, !- View Factor to Ground
4, !- Number of Vertices
60.575, !- Vertex 1 X-coordinate {m}
53.193, !- Vertex 1 Y-coordinate {m}
2.134, !- Vertex 1 Z-coordinate {m}
60.575, !- Vertex 2 X-coordinate {m}
53.193, !- Vertex 2 Y-coordinate {m}
0, !- Vertex 2 Z-coordinate {m}
60.575, !- Vertex 3 X-coordinate {m}
55.016, !- Vertex 3 Y-coordinate {m}
0, !- Vertex 3 Z-coordinate {m}
60.575, !- Vertex 4 X-coordinate {m}
55.016, !- Vertex 4 Y-coordinate {m}
2.134, !- Vertex 4 Z-coordinate {m}
, !- Vertex 5 X-coordinate {m}
, !- Vertex 5 Y-coordinate {m}
, !- Vertex 5 Z-coordinate {m}
, !- Vertex 6 X-coordinate {m}
, !- Vertex 6 Y-coordinate {m}
, !- Vertex 6 Z-coordinate {m}
, !- Vertex 7 X-coordinate {m}
, !- Vertex 7 Y-coordinate {m}
, !- Vertex 7 Z-coordinate {m}
, !- Vertex 8 X-coordinate {m}
, !- Vertex 8 Y-coordinate {m}
, !- Vertex 8 Z-coordinate {m}
, !- Vertex 9 X-coordinate {m}
, !- Vertex 9 Y-coordinate {m}
, !- Vertex 9 Z-coordinate {m}
, !- Vertex 10 X-coordinate {m}
, !- Vertex 10 Y-coordinate {m}
, !- Vertex 10 Z-coordinate {m}
, !- Vertex 11 X-coordinate {m}
, !- Vertex 11 Y-coordinate {m}
, !- Vertex 11 Z-coordinate {m}
, !- Vertex 12 X-coordinate {m}
, !- Vertex 12 Y-coordinate {m}
, !- Vertex 12 Z-coordinate {m}
, !- Vertex 13 X-coordinate {m}
, !- Vertex 13 Y-coordinate {m}
, !- Vertex 13 Z-coordinate {m}
, !- Vertex 14 X-coordinate {m}
, !- Vertex 14 Y-coordinate {m}
, !- Vertex 14 Z-coordinate {m}
, !- Vertex 15 X-coordinate {m}
, !- Vertex 15 Y-coordinate {m}
, !- Vertex 15 Z-coordinate {m}
, !- Vertex 16 X-coordinate {m}
, !- Vertex 16 Y-coordinate {m}
, !- Vertex 16 Z-coordinate {m}
, !- Vertex 17 X-coordinate {m}
, !- Vertex 17 Y-coordinate {m}
, !- Vertex 17 Z-coordinate {m}
, !- Vertex 18 X-coordinate {m}
, !- Vertex 18 Y-coordinate {m}
, !- Vertex 18 Z-coordinate {m}
, !- Vertex 19 X-coordinate {m}
, !- Vertex 19 Y-coordinate {m}
, !- Vertex 19 Z-coordinate {m}
, !- Vertex 20 X-coordinate {m}
, !- Vertex 20 Y-coordinate {m}
; !- Vertex 20 Z-coordinate {m}
BuildingSurface:Detailed,
L1-101-SalesCirculation4_Srf_11, !- Name
Wall, !- Surface Type
Hole, !- Construction Name
L1-101-SalesCirculation4 Thermal Zone, !- Zone Name
Surface, !- Outside Boundary Condition
L1-101-SalesRefrigerationEndcap1_Srf_3, !- Outside Boundary Condition Object
NoSun, !- Sun Exposure
NoWind, !- Wind Exposure
, !- View Factor to Ground
4, !- Number of Vertices
60.575, !- Vertex 1 X-coordinate {m}
55.016, !- Vertex 1 Y-coordinate {m}
2.134, !- Vertex 1 Z-coordinate {m}
60.575, !- Vertex 2 X-coordinate {m}
55.016, !- Vertex 2 Y-coordinate {m}
0, !- Vertex 2 Z-coordinate {m}
62.454, !- Vertex 3 X-coordinate {m}
55.016, !- Vertex 3 Y-coordinate {m}
0, !- Vertex 3 Z-coordinate {m}
62.454, !- Vertex 4 X-coordinate {m}
55.016, !- Vertex 4 Y-coordinate {m}
2.134, !- Vertex 4 Z-coordinate {m}
, !- Vertex 5 X-coordinate {m}
, !- Vertex 5 Y-coordinate {m}
, !- Vertex 5 Z-coordinate {m}
, !- Vertex 6 X-coordinate {m}
, !- Vertex 6 Y-coordinate {m}
, !- Vertex 6 Z-coordinate {m}
, !- Vertex 7 X-coordinate {m}
, !- Vertex 7 Y-coordinate {m}
, !- Vertex 7 Z-coordinate {m}
, !- Vertex 8 X-coordinate {m}
, !- Vertex 8 Y-coordinate {m}
, !- Vertex 8 Z-coordinate {m}
, !- Vertex 9 X-coordinate {m}
, !- Vertex 9 Y-coordinate {m}
, !- Vertex 9 Z-coordinate {m}
, !- Vertex 10 X-coordinate {m}
, !- Vertex 10 Y-coordinate {m}
, !- Vertex 10 Z-coordinate {m}
, !- Vertex 11 X-coordinate {m}
, !- Vertex 11 Y-coordinate {m}
, !- Vertex 11 Z-coordinate {m}
, !- Vertex 12 X-coordinate {m}
, !- Vertex 12 Y-coordinate {m}
, !- Vertex 12 Z-coordinate {m}
, !- Vertex 13 X-coordinate {m}
, !- Vertex 13 Y-coordinate {m}
, !- Vertex 13 Z-coordinate {m}
, !- Vertex 14 X-coordinate {m}
, !- Vertex 14 Y-coordinate {m}
, !- Vertex 14 Z-coordinate {m}
, !- Vertex 15 X-coordinate {m}
, !- Vertex 15 Y-coordinate {m}
, !- Vertex 15 Z-coordinate {m}
, !- Vertex 16 X-coordinate {m}
, !- Vertex 16 Y-coordinate {m}
, !- Vertex 16 Z-coordinate {m}
, !- Vertex 17 X-coordinate {m}
, !- Vertex 17 Y-coordinate {m}
, !- Vertex 17 Z-coordinate {m}
, !- Vertex 18 X-coordinate {m}
, !- Vertex 18 Y-coordinate {m}
, !- Vertex 18 Z-coordinate {m}
, !- Vertex 19 X-coordinate {m}
, !- Vertex 19 Y-coordinate {m}
, !- Vertex 19 Z-coordinate {m}
, !- Vertex 20 X-coordinate {m}
, !- Vertex 20 Y-coordinate {m}
; !- Vertex 20 Z-coordinate {m}
BuildingSurface:Detailed,
L1-101-SalesCirculation4_Srf_12, !- Name
Wall, !- Surface Type
Hole, !- Construction Name
L1-101-SalesCirculation4 Thermal Zone, !- Zone Name
Surface, !- Outside Boundary Condition
L1-101-SalesRefrigerationEndcap1_Srf_2, !- Outside Boundary Condition Object
NoSun, !- Sun Exposure
NoWind, !- Wind Exposure
, !- View Factor to Ground
4, !- Number of Vertices
62.454, !- Vertex 1 X-coordinate {m}
55.016, !- Vertex 1 Y-coordinate {m}
2.134, !- Vertex 1 Z-coordinate {m}
62.454, !- Vertex 2 X-coordinate {m}
55.016, !- Vertex 2 Y-coordinate {m}
0, !- Vertex 2 Z-coordinate {m}
62.454, !- Vertex 3 X-coordinate {m}
53.193, !- Vertex 3 Y-coordinate {m}
0, !- Vertex 3 Z-coordinate {m}
62.454, !- Vertex 4 X-coordinate {m}
53.193, !- Vertex 4 Y-coordinate {m}
2.134, !- Vertex 4 Z-coordinate {m}
, !- Vertex 5 X-coordinate {m}
, !- Vertex 5 Y-coordinate {m}
, !- Vertex 5 Z-coordinate {m}
, !- Vertex 6 X-coordinate {m}
, !- Vertex 6 Y-coordinate {m}
, !- Vertex 6 Z-coordinate {m}
, !- Vertex 7 X-coordinate {m}
, !- Vertex 7 Y-coordinate {m}
, !- Vertex 7 Z-coordinate {m}
, !- Vertex 8 X-coordinate {m}
, !- Vertex 8 Y-coordinate {m}
, !- Vertex 8 Z-coordinate {m}
, !- Vertex 9 X-coordinate {m}
, !- Vertex 9 Y-coordinate {m}
, !- Vertex 9 Z-coordinate {m}
, !- Vertex 10 X-coordinate {m}
, !- Vertex 10 Y-coordinate {m}
, !- Vertex 10 Z-coordinate {m}
, !- Vertex 11 X-coordinate {m}
, !- Vertex 11 Y-coordinate {m}
, !- Vertex 11 Z-coordinate {m}
, !- Vertex 12 X-coordinate {m}
, !- Vertex 12 Y-coordinate {m}
, !- Vertex 12 Z-coordinate {m}
, !- Vertex 13 X-coordinate {m}
, !- Vertex 13 Y-coordinate {m}
, !- Vertex 13 Z-coordinate {m}
, !- Vertex 14 X-coordinate {m}
, !- Vertex 14 Y-coordinate {m}
, !- Vertex 14 Z-coordinate {m}
, !- Vertex 15 X-coordinate {m}
, !- Vertex 15 Y-coordinate {m}
, !- Vertex 15 Z-coordinate {m}
, !- Vertex 16 X-coordinate {m}
, !- Vertex 16 Y-coordinate {m}
, !- Vertex 16 Z-coordinate {m}
, !- Vertex 17 X-coordinate {m}
, !- Vertex 17 Y-coordinate {m}
, !- Vertex 17 Z-coordinate {m}
, !- Vertex 18 X-coordinate {m}
, !- Vertex 18 Y-coordinate {m}
, !- Vertex 18 Z-coordinate {m}
, !- Vertex 19 X-coordinate {m}
, !- Vertex 19 Y-coordinate {m}
, !- Vertex 19 Z-coordinate {m}
, !- Vertex 20 X-coordinate {m}
, !- Vertex 20 Y-coordinate {m}
; !- Vertex 20 Z-coordinate {m}
BuildingSurface:Detailed,
L1-101-SalesCirculation4_Srf_13, !- Name
Wall, !- Surface Type
Hole, !- Construction Name
L1-101-SalesCirculation4 Thermal Zone, !- Zone Name
Surface, !- Outside Boundary Condition
L1-101-SalesRefrigerationAisle5_Srf_7, !- Outside Boundary Condition Object
NoSun, !- Sun Exposure
NoWind, !- Wind Exposure
, !- View Factor to Ground
4, !- Number of Vertices
62.454, !- Vertex 1 X-coordinate {m}
53.193, !- Vertex 1 Y-coordinate {m}
2.134, !- Vertex 1 Z-coordinate {m}
62.454, !- Vertex 2 X-coordinate {m}
53.193, !- Vertex 2 Y-coordinate {m}
0, !- Vertex 2 Z-coordinate {m}
63.856, !- Vertex 3 X-coordinate {m}
53.193, !- Vertex 3 Y-coordinate {m}
0, !- Vertex 3 Z-coordinate {m}
63.856, !- Vertex 4 X-coordinate {m}
53.193, !- Vertex 4 Y-coordinate {m}
2.134, !- Vertex 4 Z-coordinate {m}
, !- Vertex 5 X-coordinate {m}
, !- Vertex 5 Y-coordinate {m}
, !- Vertex 5 Z-coordinate {m}
, !- Vertex 6 X-coordinate {m}
, !- Vertex 6 Y-coordinate {m}
, !- Vertex 6 Z-coordinate {m}
, !- Vertex 7 X-coordinate {m}
, !- Vertex 7 Y-coordinate {m}
, !- Vertex 7 Z-coordinate {m}
, !- Vertex 8 X-coordinate {m}
, !- Vertex 8 Y-coordinate {m}
, !- Vertex 8 Z-coordinate {m}
, !- Vertex 9 X-coordinate {m}
, !- Vertex 9 Y-coordinate {m}
, !- Vertex 9 Z-coordinate {m}
, !- Vertex 10 X-coordinate {m}
, !- Vertex 10 Y-coordinate {m}
, !- Vertex 10 Z-coordinate {m}
, !- Vertex 11 X-coordinate {m}
, !- Vertex 11 Y-coordinate {m}
, !- Vertex 11 Z-coordinate {m}
, !- Vertex 12 X-coordinate {m}
, !- Vertex 12 Y-coordinate {m}
, !- Vertex 12 Z-coordinate {m}
, !- Vertex 13 X-coordinate {m}
, !- Vertex 13 Y-coordinate {m}
, !- Vertex 13 Z-coordinate {m}
, !- Vertex 14 X-coordinate {m}
, !- Vertex 14 Y-coordinate {m}
, !- Vertex 14 Z-coordinate {m}
, !- Vertex 15 X-coordinate {m}
, !- Vertex 15 Y-coordinate {m}
, !- Vertex 15 Z-coordinate {m}
, !- Vertex 16 X-coordinate {m}
, !- Vertex 16 Y-coordinate {m}
, !- Vertex 16 Z-coordinate {m}
, !- Vertex 17 X-coordinate {m}
, !- Vertex 17 Y-coordinate {m}
, !- Vertex 17 Z-coordinate {m}
, !- Vertex 18 X-coordinate {m}
, !- Vertex 18 Y-coordinate {m}
, !- Vertex 18 Z-coordinate {m}
, !- Vertex 19 X-coordinate {m}
, !- Vertex 19 Y-coordinate {m}
, !- Vertex 19 Z-coordinate {m}
, !- Vertex 20 X-coordinate {m}
, !- Vertex 20 Y-coordinate {m}
; !- Vertex 20 Z-coordinate {m}
BuildingSurface:Detailed,
L1-101-SalesCirculation4_Srf_14, !- Name
Wall, !- Surface Type
Hole, !- Construction Name
L1-101-SalesCirculation4 Thermal Zone, !- Zone Name
Surface, !- Outside Boundary Condition
L1-101-SalesRefrigerationAisle5_Srf_6, !- Outside Boundary Condition Object
NoSun, !- Sun Exposure
NoWind, !- Wind Exposure
, !- View Factor to Ground
4, !- Number of Vertices
63.856, !- Vertex 1 X-coordinate {m}
53.193, !- Vertex 1 Y-coordinate {m}
2.134, !- Vertex 1 Z-coordinate {m}
63.856, !- Vertex 2 X-coordinate {m}
53.193, !- Vertex 2 Y-coordinate {m}
0, !- Vertex 2 Z-coordinate {m}
63.856, !- Vertex 3 X-coordinate {m}
52.767, !- Vertex 3 Y-coordinate {m}
0, !- Vertex 3 Z-coordinate {m}
63.856, !- Vertex 4 X-coordinate {m}
52.767, !- Vertex 4 Y-coordinate {m}
2.134, !- Vertex 4 Z-coordinate {m}
, !- Vertex 5 X-coordinate {m}
, !- Vertex 5 Y-coordinate {m}
, !- Vertex 5 Z-coordinate {m}
, !- Vertex 6 X-coordinate {m}
, !- Vertex 6 Y-coordinate {m}
, !- Vertex 6 Z-coordinate {m}
, !- Vertex 7 X-coordinate {m}
, !- Vertex 7 Y-coordinate {m}
, !- Vertex 7 Z-coordinate {m}
, !- Vertex 8 X-coordinate {m}
, !- Vertex 8 Y-coordinate {m}
, !- Vertex 8 Z-coordinate {m}
, !- Vertex 9 X-coordinate {m}
, !- Vertex 9 Y-coordinate {m}
, !- Vertex 9 Z-coordinate {m}
, !- Vertex 10 X-coordinate {m}
, !- Vertex 10 Y-coordinate {m}
, !- Vertex 10 Z-coordinate {m}
, !- Vertex 11 X-coordinate {m}
, !- Vertex 11 Y-coordinate {m}
, !- Vertex 11 Z-coordinate {m}
, !- Vertex 12 X-coordinate {m}
, !- Vertex 12 Y-coordinate {m}
, !- Vertex 12 Z-coordinate {m}
, !- Vertex 13 X-coordinate {m}
, !- Vertex 13 Y-coordinate {m}
, !- Vertex 13 Z-coordinate {m}
, !- Vertex 14 X-coordinate {m}
, !- Vertex 14 Y-coordinate {m}
, !- Vertex 14 Z-coordinate {m}
, !- Vertex 15 X-coordinate {m}
, !- Vertex 15 Y-coordinate {m}
, !- Vertex 15 Z-coordinate {m}
, !- Vertex 16 X-coordinate {m}
, !- Vertex 16 Y-coordinate {m}
, !- Vertex 16 Z-coordinate {m}
, !- Vertex 17 X-coordinate {m}
, !- Vertex 17 Y-coordinate {m}
, !- Vertex 17 Z-coordinate {m}
, !- Vertex 18 X-coordinate {m}
, !- Vertex 18 Y-coordinate {m}
, !- Vertex 18 Z-coordinate {m}
, !- Vertex 19 X-coordinate {m}
, !- Vertex 19 Y-coordinate {m}
, !- Vertex 19 Z-coordinate {m}
, !- Vertex 20 X-coordinate {m}
, !- Vertex 20 Y-coordinate {m}
; !- Vertex 20 Z-coordinate {m}
BuildingSurface:Detailed,
L1-101-SalesCirculation4_Srf_15, !- Name
Wall, !- Surface Type
Hole, !- Construction Name
L1-101-SalesCirculation4 Thermal Zone, !- Zone Name
Surface, !- Outside Boundary Condition
L1-101-SalesRefrigerationAisle6_Srf_5, !- Outside Boundary Condition Object
NoSun, !- Sun Exposure
NoWind, !- Wind Exposure
, !- View Factor to Ground
4, !- Number of Vertices
63.856, !- Vertex 1 X-coordinate {m}
52.767, !- Vertex 1 Y-coordinate {m}
2.134, !- Vertex 1 Z-coordinate {m}
63.856, !- Vertex 2 X-coordinate {m}
52.767, !- Vertex 2 Y-coordinate {m}
0, !- Vertex 2 Z-coordinate {m}
65.072, !- Vertex 3 X-coordinate {m}
52.767, !- Vertex 3 Y-coordinate {m}
0, !- Vertex 3 Z-coordinate {m}
65.072, !- Vertex 4 X-coordinate {m}
52.767, !- Vertex 4 Y-coordinate {m}
2.134, !- Vertex 4 Z-coordinate {m}
, !- Vertex 5 X-coordinate {m}
, !- Vertex 5 Y-coordinate {m}
, !- Vertex 5 Z-coordinate {m}
, !- Vertex 6 X-coordinate {m}
, !- Vertex 6 Y-coordinate {m}
, !- Vertex 6 Z-coordinate {m}
, !- Vertex 7 X-coordinate {m}
, !- Vertex 7 Y-coordinate {m}
, !- Vertex 7 Z-coordinate {m}
, !- Vertex 8 X-coordinate {m}
, !- Vertex 8 Y-coordinate {m}
, !- Vertex 8 Z-coordinate {m}
, !- Vertex 9 X-coordinate {m}
, !- Vertex 9 Y-coordinate {m}
, !- Vertex 9 Z-coordinate {m}
, !- Vertex 10 X-coordinate {m}
, !- Vertex 10 Y-coordinate {m}
, !- Vertex 10 Z-coordinate {m}
, !- Vertex 11 X-coordinate {m}
, !- Vertex 11 Y-coordinate {m}
, !- Vertex 11 Z-coordinate {m}
, !- Vertex 12 X-coordinate {m}
, !- Vertex 12 Y-coordinate {m}
, !- Vertex 12 Z-coordinate {m}
, !- Vertex 13 X-coordinate {m}
, !- Vertex 13 Y-coordinate {m}
, !- Vertex 13 Z-coordinate {m}
, !- Vertex 14 X-coordinate {m}
, !- Vertex 14 Y-coordinate {m}
, !- Vertex 14 Z-coordinate {m}
, !- Vertex 15 X-coordinate {m}
, !- Vertex 15 Y-coordinate {m}
, !- Vertex 15 Z-coordinate {m}
, !- Vertex 16 X-coordinate {m}
, !- Vertex 16 Y-coordinate {m}
, !- Vertex 16 Z-coordinate {m}
, !- Vertex 17 X-coordinate {m}
, !- Vertex 17 Y-coordinate {m}
, !- Vertex 17 Z-coordinate {m}
, !- Vertex 18 X-coordinate {m}
, !- Vertex 18 Y-coordinate {m}
, !- Vertex 18 Z-coordinate {m}
, !- Vertex 19 X-coordinate {m}
, !- Vertex 19 Y-coordinate {m}
, !- Vertex 19 Z-coordinate {m}
, !- Vertex 20 X-coordinate {m}
, !- Vertex 20 Y-coordinate {m}
; !- Vertex 20 Z-coordinate {m}
BuildingSurface:Detailed,
L1-101-SalesCirculation4_Srf_16, !- Name
Wall, !- Surface Type
Hole, !- Construction Name
L1-101-SalesCirculation4 Thermal Zone, !- Zone Name
Surface, !- Outside Boundary Condition
L1-101-SalesRefrigerationEndcap2_Srf_5, !- Outside Boundary Condition Object
NoSun, !- Sun Exposure
NoWind, !- Wind Exposure
, !- View Factor to Ground
4, !- Number of Vertices
65.072, !- Vertex 1 X-coordinate {m}
52.767, !- Vertex 1 Y-coordinate {m}
2.134, !- Vertex 1 Z-coordinate {m}
65.072, !- Vertex 2 X-coordinate {m}
52.767, !- Vertex 2 Y-coordinate {m}
0, !- Vertex 2 Z-coordinate {m}
65.072, !- Vertex 3 X-coordinate {m}
54.529, !- Vertex 3 Y-coordinate {m}
0, !- Vertex 3 Z-coordinate {m}
65.072, !- Vertex 4 X-coordinate {m}
54.529, !- Vertex 4 Y-coordinate {m}
2.134, !- Vertex 4 Z-coordinate {m}
, !- Vertex 5 X-coordinate {m}
, !- Vertex 5 Y-coordinate {m}
, !- Vertex 5 Z-coordinate {m}
, !- Vertex 6 X-coordinate {m}
, !- Vertex 6 Y-coordinate {m}
, !- Vertex 6 Z-coordinate {m}
, !- Vertex 7 X-coordinate {m}
, !- Vertex 7 Y-coordinate {m}
, !- Vertex 7 Z-coordinate {m}
, !- Vertex 8 X-coordinate {m}
, !- Vertex 8 Y-coordinate {m}
, !- Vertex 8 Z-coordinate {m}
, !- Vertex 9 X-coordinate {m}
, !- Vertex 9 Y-coordinate {m}
, !- Vertex 9 Z-coordinate {m}
, !- Vertex 10 X-coordinate {m}
, !- Vertex 10 Y-coordinate {m}
, !- Vertex 10 Z-coordinate {m}
, !- Vertex 11 X-coordinate {m}
, !- Vertex 11 Y-coordinate {m}
, !- Vertex 11 Z-coordinate {m}
, !- Vertex 12 X-coordinate {m}
, !- Vertex 12 Y-coordinate {m}
, !- Vertex 12 Z-coordinate {m}
, !- Vertex 13 X-coordinate {m}
, !- Vertex 13 Y-coordinate {m}
, !- Vertex 13 Z-coordinate {m}
, !- Vertex 14 X-coordinate {m}
, !- Vertex 14 Y-coordinate {m}
, !- Vertex 14 Z-coordinate {m}
, !- Vertex 15 X-coordinate {m}
, !- Vertex 15 Y-coordinate {m}
, !- Vertex 15 Z-coordinate {m}
, !- Vertex 16 X-coordinate {m}
, !- Vertex 16 Y-coordinate {m}
, !- Vertex 16 Z-coordinate {m}
, !- Vertex 17 X-coordinate {m}
, !- Vertex 17 Y-coordinate {m}
, !- Vertex 17 Z-coordinate {m}
, !- Vertex 18 X-coordinate {m}
, !- Vertex 18 Y-coordinate {m}
, !- Vertex 18 Z-coordinate {m}
, !- Vertex 19 X-coordinate {m}
, !- Vertex 19 Y-coordinate {m}
, !- Vertex 19 Z-coordinate {m}
, !- Vertex 20 X-coordinate {m}
, !- Vertex 20 Y-coordinate {m}
; !- Vertex 20 Z-coordinate {m}
BuildingSurface:Detailed,
L1-101-SalesCirculation4_Srf_17, !- Name
Wall, !- Surface Type
Hole, !- Construction Name
L1-101-SalesCirculation4 Thermal Zone, !- Zone Name
Surface, !- Outside Boundary Condition
L1-101-SalesRefrigerationEndcap2_Srf_4, !- Outside Boundary Condition Object
NoSun, !- Sun Exposure
NoWind, !- Wind Exposure
, !- View Factor to Ground
4, !- Number of Vertices
65.072, !- Vertex 1 X-coordinate {m}
54.529, !- Vertex 1 Y-coordinate {m}
2.134, !- Vertex 1 Z-coordinate {m}
65.072, !- Vertex 2 X-coordinate {m}
54.529, !- Vertex 2 Y-coordinate {m}
0, !- Vertex 2 Z-coordinate {m}
67.026, !- Vertex 3 X-coordinate {m}
54.529, !- Vertex 3 Y-coordinate {m}
0, !- Vertex 3 Z-coordinate {m}
67.026, !- Vertex 4 X-coordinate {m}
54.529, !- Vertex 4 Y-coordinate {m}
2.134, !- Vertex 4 Z-coordinate {m}
, !- Vertex 5 X-coordinate {m}
, !- Vertex 5 Y-coordinate {m}
, !- Vertex 5 Z-coordinate {m}
, !- Vertex 6 X-coordinate {m}
, !- Vertex 6 Y-coordinate {m}
, !- Vertex 6 Z-coordinate {m}
, !- Vertex 7 X-coordinate {m}
, !- Vertex 7 Y-coordinate {m}
, !- Vertex 7 Z-coordinate {m}
, !- Vertex 8 X-coordinate {m}
, !- Vertex 8 Y-coordinate {m}
, !- Vertex 8 Z-coordinate {m}
, !- Vertex 9 X-coordinate {m}
, !- Vertex 9 Y-coordinate {m}
, !- Vertex 9 Z-coordinate {m}
, !- Vertex 10 X-coordinate {m}
, !- Vertex 10 Y-coordinate {m}
, !- Vertex 10 Z-coordinate {m}
, !- Vertex 11 X-coordinate {m}
, !- Vertex 11 Y-coordinate {m}
, !- Vertex 11 Z-coordinate {m}
, !- Vertex 12 X-coordinate {m}
, !- Vertex 12 Y-coordinate {m}
, !- Vertex 12 Z-coordinate {m}
, !- Vertex 13 X-coordinate {m}
, !- Vertex 13 Y-coordinate {m}
, !- Vertex 13 Z-coordinate {m}
, !- Vertex 14 X-coordinate {m}
, !- Vertex 14 Y-coordinate {m}
, !- Vertex 14 Z-coordinate {m}
, !- Vertex 15 X-coordinate {m}
, !- Vertex 15 Y-coordinate {m}
, !- Vertex 15 Z-coordinate {m}
, !- Vertex 16 X-coordinate {m}
, !- Vertex 16 Y-coordinate {m}
, !- Vertex 16 Z-coordinate {m}
, !- Vertex 17 X-coordinate {m}
, !- Vertex 17 Y-coordinate {m}
, !- Vertex 17 Z-coordinate {m}
, !- Vertex 18 X-coordinate {m}
, !- Vertex 18 Y-coordinate {m}
, !- Vertex 18 Z-coordinate {m}
, !- Vertex 19 X-coordinate {m}
, !- Vertex 19 Y-coordinate {m}
, !- Vertex 19 Z-coordinate {m}
, !- Vertex 20 X-coordinate {m}
, !- Vertex 20 Y-coordinate {m}
; !- Vertex 20 Z-coordinate {m}
BuildingSurface:Detailed,
L1-101-SalesCirculation4_Srf_18, !- Name
Wall, !- Surface Type
Hole, !- Construction Name
L1-101-SalesCirculation4 Thermal Zone, !- Zone Name
Surface, !- Outside Boundary Condition
L1-101-SalesRefrigerationEndcap2_Srf_3, !- Outside Boundary Condition Object
NoSun, !- Sun Exposure
NoWind, !- Wind Exposure
, !- View Factor to Ground
4, !- Number of Vertices
67.026, !- Vertex 1 X-coordinate {m}
54.529, !- Vertex 1 Y-coordinate {m}
2.134, !- Vertex 1 Z-coordinate {m}
67.026, !- Vertex 2 X-coordinate {m}
54.529, !- Vertex 2 Y-coordinate {m}
0, !- Vertex 2 Z-coordinate {m}
67.026, !- Vertex 3 X-coordinate {m}
52.767, !- Vertex 3 Y-coordinate {m}
0, !- Vertex 3 Z-coordinate {m}
67.026, !- Vertex 4 X-coordinate {m}
52.767, !- Vertex 4 Y-coordinate {m}
2.134, !- Vertex 4 Z-coordinate {m}
, !- Vertex 5 X-coordinate {m}
, !- Vertex 5 Y-coordinate {m}
, !- Vertex 5 Z-coordinate {m}
, !- Vertex 6 X-coordinate {m}
, !- Vertex 6 Y-coordinate {m}
, !- Vertex 6 Z-coordinate {m}
, !- Vertex 7 X-coordinate {m}
, !- Vertex 7 Y-coordinate {m}
, !- Vertex 7 Z-coordinate {m}
, !- Vertex 8 X-coordinate {m}
, !- Vertex 8 Y-coordinate {m}
, !- Vertex 8 Z-coordinate {m}
, !- Vertex 9 X-coordinate {m}
, !- Vertex 9 Y-coordinate {m}
, !- Vertex 9 Z-coordinate {m}
, !- Vertex 10 X-coordinate {m}
, !- Vertex 10 Y-coordinate {m}
, !- Vertex 10 Z-coordinate {m}
, !- Vertex 11 X-coordinate {m}
, !- Vertex 11 Y-coordinate {m}
, !- Vertex 11 Z-coordinate {m}
, !- Vertex 12 X-coordinate {m}
, !- Vertex 12 Y-coordinate {m}
, !- Vertex 12 Z-coordinate {m}
, !- Vertex 13 X-coordinate {m}
, !- Vertex 13 Y-coordinate {m}
, !- Vertex 13 Z-coordinate {m}
, !- Vertex 14 X-coordinate {m}
, !- Vertex 14 Y-coordinate {m}
, !- Vertex 14 Z-coordinate {m}
, !- Vertex 15 X-coordinate {m}
, !- Vertex 15 Y-coordinate {m}
, !- Vertex 15 Z-coordinate {m}
, !- Vertex 16 X-coordinate {m}
, !- Vertex 16 Y-coordinate {m}
, !- Vertex 16 Z-coordinate {m}
, !- Vertex 17 X-coordinate {m}
, !- Vertex 17 Y-coordinate {m}
, !- Vertex 17 Z-coordinate {m}
, !- Vertex 18 X-coordinate {m}
, !- Vertex 18 Y-coordinate {m}
, !- Vertex 18 Z-coordinate {m}
, !- Vertex 19 X-coordinate {m}
, !- Vertex 19 Y-coordinate {m}
, !- Vertex 19 Z-coordinate {m}
, !- Vertex 20 X-coordinate {m}
, !- Vertex 20 Y-coordinate {m}
; !- Vertex 20 Z-coordinate {m}
BuildingSurface:Detailed,
L1-101-SalesCirculation4_Srf_19, !- Name
Wall, !- Surface Type
Hole, !- Construction Name
L1-101-SalesCirculation4 Thermal Zone, !- Zone Name
Surface, !- Outside Boundary Condition
L1-101-SalesAisle10_Srf_8, !- Outside Boundary Condition Object
NoSun, !- Sun Exposure
NoWind, !- Wind Exposure
, !- View Factor to Ground
4, !- Number of Vertices
67.026, !- Vertex 1 X-coordinate {m}
52.767, !- Vertex 1 Y-coordinate {m}
2.134, !- Vertex 1 Z-coordinate {m}
67.026, !- Vertex 2 X-coordinate {m}
52.767, !- Vertex 2 Y-coordinate {m}
0, !- Vertex 2 Z-coordinate {m}
68.001, !- Vertex 3 X-coordinate {m}
52.767, !- Vertex 3 Y-coordinate {m}
0, !- Vertex 3 Z-coordinate {m}
68.001, !- Vertex 4 X-coordinate {m}
52.767, !- Vertex 4 Y-coordinate {m}
2.134, !- Vertex 4 Z-coordinate {m}
, !- Vertex 5 X-coordinate {m}
, !- Vertex 5 Y-coordinate {m}
, !- Vertex 5 Z-coordinate {m}
, !- Vertex 6 X-coordinate {m}
, !- Vertex 6 Y-coordinate {m}
, !- Vertex 6 Z-coordinate {m}
, !- Vertex 7 X-coordinate {m}
, !- Vertex 7 Y-coordinate {m}
, !- Vertex 7 Z-coordinate {m}
, !- Vertex 8 X-coordinate {m}
, !- Vertex 8 Y-coordinate {m}
, !- Vertex 8 Z-coordinate {m}
, !- Vertex 9 X-coordinate {m}
, !- Vertex 9 Y-coordinate {m}
, !- Vertex 9 Z-coordinate {m}
, !- Vertex 10 X-coordinate {m}
, !- Vertex 10 Y-coordinate {m}
, !- Vertex 10 Z-coordinate {m}
, !- Vertex 11 X-coordinate {m}
, !- Vertex 11 Y-coordinate {m}
, !- Vertex 11 Z-coordinate {m}
, !- Vertex 12 X-coordinate {m}
, !- Vertex 12 Y-coordinate {m}
, !- Vertex 12 Z-coordinate {m}
, !- Vertex 13 X-coordinate {m}
, !- Vertex 13 Y-coordinate {m}
, !- Vertex 13 Z-coordinate {m}
, !- Vertex 14 X-coordinate {m}
, !- Vertex 14 Y-coordinate {m}
, !- Vertex 14 Z-coordinate {m}
, !- Vertex 15 X-coordinate {m}
, !- Vertex 15 Y-coordinate {m}
, !- Vertex 15 Z-coordinate {m}
, !- Vertex 16 X-coordinate {m}
, !- Vertex 16 Y-coordinate {m}
, !- Vertex 16 Z-coordinate {m}
, !- Vertex 17 X-coordinate {m}
, !- Vertex 17 Y-coordinate {m}
, !- Vertex 17 Z-coordinate {m}
, !- Vertex 18 X-coordinate {m}
, !- Vertex 18 Y-coordinate {m}
, !- Vertex 18 Z-coordinate {m}
, !- Vertex 19 X-coordinate {m}
, !- Vertex 19 Y-coordinate {m}
, !- Vertex 19 Z-coordinate {m}
, !- Vertex 20 X-coordinate {m}
, !- Vertex 20 Y-coordinate {m}
; !- Vertex 20 Z-coordinate {m}
BuildingSurface:Detailed,
L1-101-SalesCirculation4_Srf_2, !- Name
Wall, !- Surface Type
Hole, !- Construction Name
L1-101-SalesCirculation4 Thermal Zone, !- Zone Name
Surface, !- Outside Boundary Condition
L1-101-SalesRefrigerationReachInMeatSubstitutes_Srf_3, !- Outside Boundary Condition Object
NoSun, !- Sun Exposure
NoWind, !- Wind Exposure
, !- View Factor to Ground
4, !- Number of Vertices
54.529, !- Vertex 1 X-coordinate {m}
55.992, !- Vertex 1 Y-coordinate {m}
2.134, !- Vertex 1 Z-coordinate {m}
54.529, !- Vertex 2 X-coordinate {m}
55.992, !- Vertex 2 Y-coordinate {m}
0, !- Vertex 2 Z-coordinate {m}
53.005, !- Vertex 3 X-coordinate {m}
55.992, !- Vertex 3 Y-coordinate {m}
0, !- Vertex 3 Z-coordinate {m}
53.005, !- Vertex 4 X-coordinate {m}
55.992, !- Vertex 4 Y-coordinate {m}
2.134, !- Vertex 4 Z-coordinate {m}
, !- Vertex 5 X-coordinate {m}
, !- Vertex 5 Y-coordinate {m}
, !- Vertex 5 Z-coordinate {m}
, !- Vertex 6 X-coordinate {m}
, !- Vertex 6 Y-coordinate {m}
, !- Vertex 6 Z-coordinate {m}
, !- Vertex 7 X-coordinate {m}
, !- Vertex 7 Y-coordinate {m}
, !- Vertex 7 Z-coordinate {m}
, !- Vertex 8 X-coordinate {m}
, !- Vertex 8 Y-coordinate {m}
, !- Vertex 8 Z-coordinate {m}
, !- Vertex 9 X-coordinate {m}
, !- Vertex 9 Y-coordinate {m}
, !- Vertex 9 Z-coordinate {m}
, !- Vertex 10 X-coordinate {m}
, !- Vertex 10 Y-coordinate {m}
, !- Vertex 10 Z-coordinate {m}
, !- Vertex 11 X-coordinate {m}
, !- Vertex 11 Y-coordinate {m}
, !- Vertex 11 Z-coordinate {m}
, !- Vertex 12 X-coordinate {m}
, !- Vertex 12 Y-coordinate {m}
, !- Vertex 12 Z-coordinate {m}
, !- Vertex 13 X-coordinate {m}
, !- Vertex 13 Y-coordinate {m}
, !- Vertex 13 Z-coordinate {m}
, !- Vertex 14 X-coordinate {m}
, !- Vertex 14 Y-coordinate {m}
, !- Vertex 14 Z-coordinate {m}
, !- Vertex 15 X-coordinate {m}
, !- Vertex 15 Y-coordinate {m}
, !- Vertex 15 Z-coordinate {m}
, !- Vertex 16 X-coordinate {m}
, !- Vertex 16 Y-coordinate {m}
, !- Vertex 16 Z-coordinate {m}
, !- Vertex 17 X-coordinate {m}
, !- Vertex 17 Y-coordinate {m}
, !- Vertex 17 Z-coordinate {m}
, !- Vertex 18 X-coordinate {m}
, !- Vertex 18 Y-coordinate {m}
, !- Vertex 18 Z-coordinate {m}
, !- Vertex 19 X-coordinate {m}
, !- Vertex 19 Y-coordinate {m}
, !- Vertex 19 Z-coordinate {m}
, !- Vertex 20 X-coordinate {m}
, !- Vertex 20 Y-coordinate {m}
; !- Vertex 20 Z-coordinate {m}
BuildingSurface:Detailed,
L1-101-SalesCirculation4_Srf_20, !- Name
Wall, !- Surface Type
Hole, !- Construction Name
L1-101-SalesCirculation4 Thermal Zone, !- Zone Name
Surface, !- Outside Boundary Condition
L1-101-SalesWine_Srf_6, !- Outside Boundary Condition Object
NoSun, !- Sun Exposure
NoWind, !- Wind Exposure
, !- View Factor to Ground
4, !- Number of Vertices
68.001, !- Vertex 1 X-coordinate {m}
52.767, !- Vertex 1 Y-coordinate {m}
2.134, !- Vertex 1 Z-coordinate {m}
68.001, !- Vertex 2 X-coordinate {m}
52.767, !- Vertex 2 Y-coordinate {m}
0, !- Vertex 2 Z-coordinate {m}
68.001, !- Vertex 3 X-coordinate {m}
54.529, !- Vertex 3 Y-coordinate {m}
0, !- Vertex 3 Z-coordinate {m}
68.001, !- Vertex 4 X-coordinate {m}
54.529, !- Vertex 4 Y-coordinate {m}
2.134, !- Vertex 4 Z-coordinate {m}
, !- Vertex 5 X-coordinate {m}
, !- Vertex 5 Y-coordinate {m}
, !- Vertex 5 Z-coordinate {m}
, !- Vertex 6 X-coordinate {m}
, !- Vertex 6 Y-coordinate {m}
, !- Vertex 6 Z-coordinate {m}
, !- Vertex 7 X-coordinate {m}
, !- Vertex 7 Y-coordinate {m}
, !- Vertex 7 Z-coordinate {m}
, !- Vertex 8 X-coordinate {m}
, !- Vertex 8 Y-coordinate {m}
, !- Vertex 8 Z-coordinate {m}
, !- Vertex 9 X-coordinate {m}
, !- Vertex 9 Y-coordinate {m}
, !- Vertex 9 Z-coordinate {m}
, !- Vertex 10 X-coordinate {m}
, !- Vertex 10 Y-coordinate {m}
, !- Vertex 10 Z-coordinate {m}
, !- Vertex 11 X-coordinate {m}
, !- Vertex 11 Y-coordinate {m}
, !- Vertex 11 Z-coordinate {m}
, !- Vertex 12 X-coordinate {m}
, !- Vertex 12 Y-coordinate {m}
, !- Vertex 12 Z-coordinate {m}
, !- Vertex 13 X-coordinate {m}
, !- Vertex 13 Y-coordinate {m}
, !- Vertex 13 Z-coordinate {m}
, !- Vertex 14 X-coordinate {m}
, !- Vertex 14 Y-coordinate {m}
, !- Vertex 14 Z-coordinate {m}
, !- Vertex 15 X-coordinate {m}
, !- Vertex 15 Y-coordinate {m}
, !- Vertex 15 Z-coordinate {m}
, !- Vertex 16 X-coordinate {m}
, !- Vertex 16 Y-coordinate {m}
, !- Vertex 16 Z-coordinate {m}
, !- Vertex 17 X-coordinate {m}
, !- Vertex 17 Y-coordinate {m}
, !- Vertex 17 Z-coordinate {m}
, !- Vertex 18 X-coordinate {m}
, !- Vertex 18 Y-coordinate {m}
, !- Vertex 18 Z-coordinate {m}
, !- Vertex 19 X-coordinate {m}
, !- Vertex 19 Y-coordinate {m}
, !- Vertex 19 Z-coordinate {m}
, !- Vertex 20 X-coordinate {m}
, !- Vertex 20 Y-coordinate {m}
; !- Vertex 20 Z-coordinate {m}
BuildingSurface:Detailed,
L1-101-SalesCirculation4_Srf_21, !- Name
Wall, !- Surface Type
Hole, !- Construction Name
L1-101-SalesCirculation4 Thermal Zone, !- Zone Name
Surface, !- Outside Boundary Condition
L1-101-SalesWine_Srf_5, !- Outside Boundary Condition Object
NoSun, !- Sun Exposure
NoWind, !- Wind Exposure
, !- View Factor to Ground
4, !- Number of Vertices
68.001, !- Vertex 1 X-coordinate {m}
54.529, !- Vertex 1 Y-coordinate {m}
2.134, !- Vertex 1 Z-coordinate {m}
68.001, !- Vertex 2 X-coordinate {m}
54.529, !- Vertex 2 Y-coordinate {m}
0, !- Vertex 2 Z-coordinate {m}
72.847, !- Vertex 3 X-coordinate {m}
54.529, !- Vertex 3 Y-coordinate {m}
0, !- Vertex 3 Z-coordinate {m}
72.847, !- Vertex 4 X-coordinate {m}
54.529, !- Vertex 4 Y-coordinate {m}
2.134, !- Vertex 4 Z-coordinate {m}
, !- Vertex 5 X-coordinate {m}
, !- Vertex 5 Y-coordinate {m}
, !- Vertex 5 Z-coordinate {m}
, !- Vertex 6 X-coordinate {m}
, !- Vertex 6 Y-coordinate {m}
, !- Vertex 6 Z-coordinate {m}
, !- Vertex 7 X-coordinate {m}
, !- Vertex 7 Y-coordinate {m}
, !- Vertex 7 Z-coordinate {m}
, !- Vertex 8 X-coordinate {m}
, !- Vertex 8 Y-coordinate {m}
, !- Vertex 8 Z-coordinate {m}
, !- Vertex 9 X-coordinate {m}
, !- Vertex 9 Y-coordinate {m}
, !- Vertex 9 Z-coordinate {m}
, !- Vertex 10 X-coordinate {m}
, !- Vertex 10 Y-coordinate {m}
, !- Vertex 10 Z-coordinate {m}
, !- Vertex 11 X-coordinate {m}
, !- Vertex 11 Y-coordinate {m}
, !- Vertex 11 Z-coordinate {m}
, !- Vertex 12 X-coordinate {m}
, !- Vertex 12 Y-coordinate {m}
, !- Vertex 12 Z-coordinate {m}
, !- Vertex 13 X-coordinate {m}
, !- Vertex 13 Y-coordinate {m}
, !- Vertex 13 Z-coordinate {m}
, !- Vertex 14 X-coordinate {m}
, !- Vertex 14 Y-coordinate {m}
, !- Vertex 14 Z-coordinate {m}
, !- Vertex 15 X-coordinate {m}
, !- Vertex 15 Y-coordinate {m}
, !- Vertex 15 Z-coordinate {m}
, !- Vertex 16 X-coordinate {m}
, !- Vertex 16 Y-coordinate {m}
, !- Vertex 16 Z-coordinate {m}
, !- Vertex 17 X-coordinate {m}
, !- Vertex 17 Y-coordinate {m}
, !- Vertex 17 Z-coordinate {m}
, !- Vertex 18 X-coordinate {m}
, !- Vertex 18 Y-coordinate {m}
, !- Vertex 18 Z-coordinate {m}
, !- Vertex 19 X-coordinate {m}
, !- Vertex 19 Y-coordinate {m}
, !- Vertex 19 Z-coordinate {m}
, !- Vertex 20 X-coordinate {m}
, !- Vertex 20 Y-coordinate {m}
; !- Vertex 20 Z-coordinate {m}
BuildingSurface:Detailed,
L1-101-SalesCirculation4_Srf_22, !- Name
Wall, !- Surface Type
Hole, !- Construction Name
L1-101-SalesCirculation4 Thermal Zone, !- Zone Name
Surface, !- Outside Boundary Condition
L1-101-SalesWine_Srf_4, !- Outside Boundary Condition Object
NoSun, !- Sun Exposure
NoWind, !- Wind Exposure
, !- View Factor to Ground
4, !- Number of Vertices
72.847, !- Vertex 1 X-coordinate {m}
54.529, !- Vertex 1 Y-coordinate {m}
2.134, !- Vertex 1 Z-coordinate {m}
72.847, !- Vertex 2 X-coordinate {m}
54.529, !- Vertex 2 Y-coordinate {m}
0, !- Vertex 2 Z-coordinate {m}
72.847, !- Vertex 3 X-coordinate {m}
53.584, !- Vertex 3 Y-coordinate {m}
0, !- Vertex 3 Z-coordinate {m}
72.847, !- Vertex 4 X-coordinate {m}
53.584, !- Vertex 4 Y-coordinate {m}
2.134, !- Vertex 4 Z-coordinate {m}
, !- Vertex 5 X-coordinate {m}
, !- Vertex 5 Y-coordinate {m}
, !- Vertex 5 Z-coordinate {m}
, !- Vertex 6 X-coordinate {m}
, !- Vertex 6 Y-coordinate {m}
, !- Vertex 6 Z-coordinate {m}
, !- Vertex 7 X-coordinate {m}
, !- Vertex 7 Y-coordinate {m}
, !- Vertex 7 Z-coordinate {m}
, !- Vertex 8 X-coordinate {m}
, !- Vertex 8 Y-coordinate {m}
, !- Vertex 8 Z-coordinate {m}
, !- Vertex 9 X-coordinate {m}
, !- Vertex 9 Y-coordinate {m}
, !- Vertex 9 Z-coordinate {m}
, !- Vertex 10 X-coordinate {m}
, !- Vertex 10 Y-coordinate {m}
, !- Vertex 10 Z-coordinate {m}
, !- Vertex 11 X-coordinate {m}
, !- Vertex 11 Y-coordinate {m}
, !- Vertex 11 Z-coordinate {m}
, !- Vertex 12 X-coordinate {m}
, !- Vertex 12 Y-coordinate {m}
, !- Vertex 12 Z-coordinate {m}
, !- Vertex 13 X-coordinate {m}
, !- Vertex 13 Y-coordinate {m}
, !- Vertex 13 Z-coordinate {m}
, !- Vertex 14 X-coordinate {m}
, !- Vertex 14 Y-coordinate {m}
, !- Vertex 14 Z-coordinate {m}
, !- Vertex 15 X-coordinate {m}
, !- Vertex 15 Y-coordinate {m}
, !- Vertex 15 Z-coordinate {m}
, !- Vertex 16 X-coordinate {m}
, !- Vertex 16 Y-coordinate {m}
, !- Vertex 16 Z-coordinate {m}
, !- Vertex 17 X-coordinate {m}
, !- Vertex 17 Y-coordinate {m}
, !- Vertex 17 Z-coordinate {m}
, !- Vertex 18 X-coordinate {m}
, !- Vertex 18 Y-coordinate {m}
, !- Vertex 18 Z-coordinate {m}
, !- Vertex 19 X-coordinate {m}
, !- Vertex 19 Y-coordinate {m}
, !- Vertex 19 Z-coordinate {m}
, !- Vertex 20 X-coordinate {m}
, !- Vertex 20 Y-coordinate {m}
; !- Vertex 20 Z-coordinate {m}
BuildingSurface:Detailed,
L1-101-SalesCirculation4_Srf_23, !- Name
Wall, !- Surface Type
Hole, !- Construction Name
L1-101-SalesCirculation4 Thermal Zone, !- Zone Name
Surface, !- Outside Boundary Condition
L1-101-SalesCirculation5_Srf_6, !- Outside Boundary Condition Object
NoSun, !- Sun Exposure
NoWind, !- Wind Exposure
, !- View Factor to Ground
4, !- Number of Vertices
72.847, !- Vertex 1 X-coordinate {m}
53.584, !- Vertex 1 Y-coordinate {m}
2.134, !- Vertex 1 Z-coordinate {m}
72.847, !- Vertex 2 X-coordinate {m}
53.584, !- Vertex 2 Y-coordinate {m}
0, !- Vertex 2 Z-coordinate {m}
74.219, !- Vertex 3 X-coordinate {m}
53.584, !- Vertex 3 Y-coordinate {m}
0, !- Vertex 3 Z-coordinate {m}
74.219, !- Vertex 4 X-coordinate {m}
53.584, !- Vertex 4 Y-coordinate {m}
2.134, !- Vertex 4 Z-coordinate {m}
, !- Vertex 5 X-coordinate {m}
, !- Vertex 5 Y-coordinate {m}
, !- Vertex 5 Z-coordinate {m}
, !- Vertex 6 X-coordinate {m}
, !- Vertex 6 Y-coordinate {m}
, !- Vertex 6 Z-coordinate {m}
, !- Vertex 7 X-coordinate {m}
, !- Vertex 7 Y-coordinate {m}
, !- Vertex 7 Z-coordinate {m}
, !- Vertex 8 X-coordinate {m}
, !- Vertex 8 Y-coordinate {m}
, !- Vertex 8 Z-coordinate {m}
, !- Vertex 9 X-coordinate {m}
, !- Vertex 9 Y-coordinate {m}
, !- Vertex 9 Z-coordinate {m}
, !- Vertex 10 X-coordinate {m}
, !- Vertex 10 Y-coordinate {m}
, !- Vertex 10 Z-coordinate {m}
, !- Vertex 11 X-coordinate {m}
, !- Vertex 11 Y-coordinate {m}
, !- Vertex 11 Z-coordinate {m}
, !- Vertex 12 X-coordinate {m}
, !- Vertex 12 Y-coordinate {m}
, !- Vertex 12 Z-coordinate {m}
, !- Vertex 13 X-coordinate {m}
, !- Vertex 13 Y-coordinate {m}
, !- Vertex 13 Z-coordinate {m}
, !- Vertex 14 X-coordinate {m}
, !- Vertex 14 Y-coordinate {m}
, !- Vertex 14 Z-coordinate {m}
, !- Vertex 15 X-coordinate {m}
, !- Vertex 15 Y-coordinate {m}
, !- Vertex 15 Z-coordinate {m}
, !- Vertex 16 X-coordinate {m}
, !- Vertex 16 Y-coordinate {m}
, !- Vertex 16 Z-coordinate {m}
, !- Vertex 17 X-coordinate {m}
, !- Vertex 17 Y-coordinate {m}
, !- Vertex 17 Z-coordinate {m}
, !- Vertex 18 X-coordinate {m}
, !- Vertex 18 Y-coordinate {m}
, !- Vertex 18 Z-coordinate {m}
, !- Vertex 19 X-coordinate {m}
, !- Vertex 19 Y-coordinate {m}
, !- Vertex 19 Z-coordinate {m}
, !- Vertex 20 X-coordinate {m}
, !- Vertex 20 Y-coordinate {m}
; !- Vertex 20 Z-coordinate {m}
BuildingSurface:Detailed,
L1-101-SalesCirculation4_Srf_24, !- Name
Wall, !- Surface Type
Hole, !- Construction Name
L1-101-SalesCirculation4 Thermal Zone, !- Zone Name
Surface, !- Outside Boundary Condition
L1-121-Men_Srf_3, !- Outside Boundary Condition Object
NoSun, !- Sun Exposure
NoWind, !- Wind Exposure
, !- View Factor to Ground
4, !- Number of Vertices
74.219, !- Vertex 1 X-coordinate {m}
53.584, !- Vertex 1 Y-coordinate {m}
2.134, !- Vertex 1 Z-coordinate {m}
74.219, !- Vertex 2 X-coordinate {m}
53.584, !- Vertex 2 Y-coordinate {m}
0, !- Vertex 2 Z-coordinate {m}
74.219, !- Vertex 3 X-coordinate {m}
56.218, !- Vertex 3 Y-coordinate {m}
0, !- Vertex 3 Z-coordinate {m}
74.219, !- Vertex 4 X-coordinate {m}
56.218, !- Vertex 4 Y-coordinate {m}
2.134, !- Vertex 4 Z-coordinate {m}
, !- Vertex 5 X-coordinate {m}
, !- Vertex 5 Y-coordinate {m}
, !- Vertex 5 Z-coordinate {m}
, !- Vertex 6 X-coordinate {m}
, !- Vertex 6 Y-coordinate {m}
, !- Vertex 6 Z-coordinate {m}
, !- Vertex 7 X-coordinate {m}
, !- Vertex 7 Y-coordinate {m}
, !- Vertex 7 Z-coordinate {m}
, !- Vertex 8 X-coordinate {m}
, !- Vertex 8 Y-coordinate {m}
, !- Vertex 8 Z-coordinate {m}
, !- Vertex 9 X-coordinate {m}
, !- Vertex 9 Y-coordinate {m}
, !- Vertex 9 Z-coordinate {m}
, !- Vertex 10 X-coordinate {m}
, !- Vertex 10 Y-coordinate {m}
, !- Vertex 10 Z-coordinate {m}
, !- Vertex 11 X-coordinate {m}
, !- Vertex 11 Y-coordinate {m}
, !- Vertex 11 Z-coordinate {m}
, !- Vertex 12 X-coordinate {m}
, !- Vertex 12 Y-coordinate {m}
, !- Vertex 12 Z-coordinate {m}
, !- Vertex 13 X-coordinate {m}
, !- Vertex 13 Y-coordinate {m}
, !- Vertex 13 Z-coordinate {m}
, !- Vertex 14 X-coordinate {m}
, !- Vertex 14 Y-coordinate {m}
, !- Vertex 14 Z-coordinate {m}
, !- Vertex 15 X-coordinate {m}
, !- Vertex 15 Y-coordinate {m}
, !- Vertex 15 Z-coordinate {m}
, !- Vertex 16 X-coordinate {m}
, !- Vertex 16 Y-coordinate {m}
, !- Vertex 16 Z-coordinate {m}
, !- Vertex 17 X-coordinate {m}
, !- Vertex 17 Y-coordinate {m}
, !- Vertex 17 Z-coordinate {m}
, !- Vertex 18 X-coordinate {m}
, !- Vertex 18 Y-coordinate {m}
, !- Vertex 18 Z-coordinate {m}
, !- Vertex 19 X-coordinate {m}
, !- Vertex 19 Y-coordinate {m}
, !- Vertex 19 Z-coordinate {m}
, !- Vertex 20 X-coordinate {m}
, !- Vertex 20 Y-coordinate {m}
; !- Vertex 20 Z-coordinate {m}
BuildingSurface:Detailed,
L1-101-SalesCirculation4_Srf_25, !- Name
Wall, !- Surface Type
Hole, !- Construction Name
L1-101-SalesCirculation4 Thermal Zone, !- Zone Name
Surface, !- Outside Boundary Condition
L1-120-Women_Srf_1, !- Outside Boundary Condition Object
NoSun, !- Sun Exposure
NoWind, !- Wind Exposure
, !- View Factor to Ground
4, !- Number of Vertices
74.219, !- Vertex 1 X-coordinate {m}
56.218, !- Vertex 1 Y-coordinate {m}
2.134, !- Vertex 1 Z-coordinate {m}
74.219, !- Vertex 2 X-coordinate {m}
56.218, !- Vertex 2 Y-coordinate {m}
0, !- Vertex 2 Z-coordinate {m}
74.219, !- Vertex 3 X-coordinate {m}
58.339, !- Vertex 3 Y-coordinate {m}
0, !- Vertex 3 Z-coordinate {m}
74.219, !- Vertex 4 X-coordinate {m}
58.339, !- Vertex 4 Y-coordinate {m}
2.134, !- Vertex 4 Z-coordinate {m}
, !- Vertex 5 X-coordinate {m}
, !- Vertex 5 Y-coordinate {m}
, !- Vertex 5 Z-coordinate {m}
, !- Vertex 6 X-coordinate {m}
, !- Vertex 6 Y-coordinate {m}
, !- Vertex 6 Z-coordinate {m}
, !- Vertex 7 X-coordinate {m}
, !- Vertex 7 Y-coordinate {m}
, !- Vertex 7 Z-coordinate {m}
, !- Vertex 8 X-coordinate {m}
, !- Vertex 8 Y-coordinate {m}
, !- Vertex 8 Z-coordinate {m}
, !- Vertex 9 X-coordinate {m}
, !- Vertex 9 Y-coordinate {m}
, !- Vertex 9 Z-coordinate {m}
, !- Vertex 10 X-coordinate {m}
, !- Vertex 10 Y-coordinate {m}
, !- Vertex 10 Z-coordinate {m}
, !- Vertex 11 X-coordinate {m}
, !- Vertex 11 Y-coordinate {m}
, !- Vertex 11 Z-coordinate {m}
, !- Vertex 12 X-coordinate {m}
, !- Vertex 12 Y-coordinate {m}
, !- Vertex 12 Z-coordinate {m}
, !- Vertex 13 X-coordinate {m}
, !- Vertex 13 Y-coordinate {m}
, !- Vertex 13 Z-coordinate {m}
, !- Vertex 14 X-coordinate {m}
, !- Vertex 14 Y-coordinate {m}
, !- Vertex 14 Z-coordinate {m}
, !- Vertex 15 X-coordinate {m}
, !- Vertex 15 Y-coordinate {m}
, !- Vertex 15 Z-coordinate {m}
, !- Vertex 16 X-coordinate {m}
, !- Vertex 16 Y-coordinate {m}
, !- Vertex 16 Z-coordinate {m}
, !- Vertex 17 X-coordinate {m}
, !- Vertex 17 Y-coordinate {m}
, !- Vertex 17 Z-coordinate {m}
, !- Vertex 18 X-coordinate {m}
, !- Vertex 18 Y-coordinate {m}
, !- Vertex 18 Z-coordinate {m}
, !- Vertex 19 X-coordinate {m}
, !- Vertex 19 Y-coordinate {m}
, !- Vertex 19 Z-coordinate {m}
, !- Vertex 20 X-coordinate {m}
, !- Vertex 20 Y-coordinate {m}
; !- Vertex 20 Z-coordinate {m}
BuildingSurface:Detailed,
L1-101-SalesCirculation4_Srf_26, !- Name
Wall, !- Surface Type
Hole, !- Construction Name
L1-101-SalesCirculation4 Thermal Zone, !- Zone Name
Surface, !- Outside Boundary Condition
L1-118-PreparedFoodsPrep_Srf_6, !- Outside Boundary Condition Object
NoSun, !- Sun Exposure
NoWind, !- Wind Exposure
, !- View Factor to Ground
4, !- Number of Vertices
74.219, !- Vertex 1 X-coordinate {m}
58.339, !- Vertex 1 Y-coordinate {m}
2.134, !- Vertex 1 Z-coordinate {m}
74.219, !- Vertex 2 X-coordinate {m}
58.339, !- Vertex 2 Y-coordinate {m}
0, !- Vertex 2 Z-coordinate {m}
72.847, !- Vertex 3 X-coordinate {m}
58.339, !- Vertex 3 Y-coordinate {m}
0, !- Vertex 3 Z-coordinate {m}
72.847, !- Vertex 4 X-coordinate {m}
58.339, !- Vertex 4 Y-coordinate {m}
2.134, !- Vertex 4 Z-coordinate {m}
, !- Vertex 5 X-coordinate {m}
, !- Vertex 5 Y-coordinate {m}
, !- Vertex 5 Z-coordinate {m}
, !- Vertex 6 X-coordinate {m}
, !- Vertex 6 Y-coordinate {m}
, !- Vertex 6 Z-coordinate {m}
, !- Vertex 7 X-coordinate {m}
, !- Vertex 7 Y-coordinate {m}
, !- Vertex 7 Z-coordinate {m}
, !- Vertex 8 X-coordinate {m}
, !- Vertex 8 Y-coordinate {m}
, !- Vertex 8 Z-coordinate {m}
, !- Vertex 9 X-coordinate {m}
, !- Vertex 9 Y-coordinate {m}
, !- Vertex 9 Z-coordinate {m}
, !- Vertex 10 X-coordinate {m}
, !- Vertex 10 Y-coordinate {m}
, !- Vertex 10 Z-coordinate {m}
, !- Vertex 11 X-coordinate {m}
, !- Vertex 11 Y-coordinate {m}
, !- Vertex 11 Z-coordinate {m}
, !- Vertex 12 X-coordinate {m}
, !- Vertex 12 Y-coordinate {m}
, !- Vertex 12 Z-coordinate {m}
, !- Vertex 13 X-coordinate {m}
, !- Vertex 13 Y-coordinate {m}
, !- Vertex 13 Z-coordinate {m}
, !- Vertex 14 X-coordinate {m}
, !- Vertex 14 Y-coordinate {m}
, !- Vertex 14 Z-coordinate {m}
, !- Vertex 15 X-coordinate {m}
, !- Vertex 15 Y-coordinate {m}
, !- Vertex 15 Z-coordinate {m}
, !- Vertex 16 X-coordinate {m}
, !- Vertex 16 Y-coordinate {m}
, !- Vertex 16 Z-coordinate {m}
, !- Vertex 17 X-coordinate {m}
, !- Vertex 17 Y-coordinate {m}
, !- Vertex 17 Z-coordinate {m}
, !- Vertex 18 X-coordinate {m}
, !- Vertex 18 Y-coordinate {m}
, !- Vertex 18 Z-coordinate {m}
, !- Vertex 19 X-coordinate {m}
, !- Vertex 19 Y-coordinate {m}
, !- Vertex 19 Z-coordinate {m}
, !- Vertex 20 X-coordinate {m}
, !- Vertex 20 Y-coordinate {m}
; !- Vertex 20 Z-coordinate {m}
BuildingSurface:Detailed,
L1-101-SalesCirculation4_Srf_27, !- Name
Wall, !- Surface Type
Hole, !- Construction Name
L1-101-SalesCirculation4 Thermal Zone, !- Zone Name
Surface, !- Outside Boundary Condition
L1-101-SalesRefrigerationReachInBeer_Srf_3, !- Outside Boundary Condition Object
NoSun, !- Sun Exposure
NoWind, !- Wind Exposure
, !- View Factor to Ground
4, !- Number of Vertices
72.847, !- Vertex 1 X-coordinate {m}
58.339, !- Vertex 1 Y-coordinate {m}
2.134, !- Vertex 1 Z-coordinate {m}
72.847, !- Vertex 2 X-coordinate {m}
58.339, !- Vertex 2 Y-coordinate {m}
0, !- Vertex 2 Z-coordinate {m}
72.847, !- Vertex 3 X-coordinate {m}
55.992, !- Vertex 3 Y-coordinate {m}
0, !- Vertex 3 Z-coordinate {m}
72.847, !- Vertex 4 X-coordinate {m}
55.992, !- Vertex 4 Y-coordinate {m}
2.134, !- Vertex 4 Z-coordinate {m}
, !- Vertex 5 X-coordinate {m}
, !- Vertex 5 Y-coordinate {m}
, !- Vertex 5 Z-coordinate {m}
, !- Vertex 6 X-coordinate {m}
, !- Vertex 6 Y-coordinate {m}
, !- Vertex 6 Z-coordinate {m}
, !- Vertex 7 X-coordinate {m}
, !- Vertex 7 Y-coordinate {m}
, !- Vertex 7 Z-coordinate {m}
, !- Vertex 8 X-coordinate {m}
, !- Vertex 8 Y-coordinate {m}
, !- Vertex 8 Z-coordinate {m}
, !- Vertex 9 X-coordinate {m}
, !- Vertex 9 Y-coordinate {m}
, !- Vertex 9 Z-coordinate {m}
, !- Vertex 10 X-coordinate {m}
, !- Vertex 10 Y-coordinate {m}
, !- Vertex 10 Z-coordinate {m}
, !- Vertex 11 X-coordinate {m}
, !- Vertex 11 Y-coordinate {m}
, !- Vertex 11 Z-coordinate {m}
, !- Vertex 12 X-coordinate {m}
, !- Vertex 12 Y-coordinate {m}
, !- Vertex 12 Z-coordinate {m}
, !- Vertex 13 X-coordinate {m}
, !- Vertex 13 Y-coordinate {m}
, !- Vertex 13 Z-coordinate {m}
, !- Vertex 14 X-coordinate {m}
, !- Vertex 14 Y-coordinate {m}
, !- Vertex 14 Z-coordinate {m}
, !- Vertex 15 X-coordinate {m}
, !- Vertex 15 Y-coordinate {m}
, !- Vertex 15 Z-coordinate {m}
, !- Vertex 16 X-coordinate {m}
, !- Vertex 16 Y-coordinate {m}
, !- Vertex 16 Z-coordinate {m}
, !- Vertex 17 X-coordinate {m}
, !- Vertex 17 Y-coordinate {m}
, !- Vertex 17 Z-coordinate {m}
, !- Vertex 18 X-coordinate {m}
, !- Vertex 18 Y-coordinate {m}
, !- Vertex 18 Z-coordinate {m}
, !- Vertex 19 X-coordinate {m}
, !- Vertex 19 Y-coordinate {m}
, !- Vertex 19 Z-coordinate {m}
, !- Vertex 20 X-coordinate {m}
, !- Vertex 20 Y-coordinate {m}
; !- Vertex 20 Z-coordinate {m}
BuildingSurface:Detailed,
L1-101-SalesCirculation4_Srf_28, !- Name
Wall, !- Surface Type
Hole, !- Construction Name
L1-101-SalesCirculation4 Thermal Zone, !- Zone Name
Surface, !- Outside Boundary Condition
L1-101-SalesRefrigerationReachInBeer_Srf_2, !- Outside Boundary Condition Object
NoSun, !- Sun Exposure
NoWind, !- Wind Exposure
, !- View Factor to Ground
4, !- Number of Vertices
72.847, !- Vertex 1 X-coordinate {m}
55.992, !- Vertex 1 Y-coordinate {m}
2.134, !- Vertex 1 Z-coordinate {m}
72.847, !- Vertex 2 X-coordinate {m}
55.992, !- Vertex 2 Y-coordinate {m}
0, !- Vertex 2 Z-coordinate {m}
65.46, !- Vertex 3 X-coordinate {m}
55.992, !- Vertex 3 Y-coordinate {m}
0, !- Vertex 3 Z-coordinate {m}
65.46, !- Vertex 4 X-coordinate {m}
55.992, !- Vertex 4 Y-coordinate {m}
2.134, !- Vertex 4 Z-coordinate {m}
, !- Vertex 5 X-coordinate {m}
, !- Vertex 5 Y-coordinate {m}
, !- Vertex 5 Z-coordinate {m}
, !- Vertex 6 X-coordinate {m}
, !- Vertex 6 Y-coordinate {m}
, !- Vertex 6 Z-coordinate {m}
, !- Vertex 7 X-coordinate {m}
, !- Vertex 7 Y-coordinate {m}
, !- Vertex 7 Z-coordinate {m}
, !- Vertex 8 X-coordinate {m}
, !- Vertex 8 Y-coordinate {m}
, !- Vertex 8 Z-coordinate {m}
, !- Vertex 9 X-coordinate {m}
, !- Vertex 9 Y-coordinate {m}
, !- Vertex 9 Z-coordinate {m}
, !- Vertex 10 X-coordinate {m}
, !- Vertex 10 Y-coordinate {m}
, !- Vertex 10 Z-coordinate {m}
, !- Vertex 11 X-coordinate {m}
, !- Vertex 11 Y-coordinate {m}
, !- Vertex 11 Z-coordinate {m}
, !- Vertex 12 X-coordinate {m}
, !- Vertex 12 Y-coordinate {m}
, !- Vertex 12 Z-coordinate {m}
, !- Vertex 13 X-coordinate {m}
, !- Vertex 13 Y-coordinate {m}
, !- Vertex 13 Z-coordinate {m}
, !- Vertex 14 X-coordinate {m}
, !- Vertex 14 Y-coordinate {m}
, !- Vertex 14 Z-coordinate {m}
, !- Vertex 15 X-coordinate {m}
, !- Vertex 15 Y-coordinate {m}
, !- Vertex 15 Z-coordinate {m}
, !- Vertex 16 X-coordinate {m}
, !- Vertex 16 Y-coordinate {m}
, !- Vertex 16 Z-coordinate {m}
, !- Vertex 17 X-coordinate {m}
, !- Vertex 17 Y-coordinate {m}
, !- Vertex 17 Z-coordinate {m}
, !- Vertex 18 X-coordinate {m}
, !- Vertex 18 Y-coordinate {m}
, !- Vertex 18 Z-coordinate {m}
, !- Vertex 19 X-coordinate {m}
, !- Vertex 19 Y-coordinate {m}
, !- Vertex 19 Z-coordinate {m}
, !- Vertex 20 X-coordinate {m}
, !- Vertex 20 Y-coordinate {m}
; !- Vertex 20 Z-coordinate {m}
BuildingSurface:Detailed,
L1-101-SalesCirculation4_Srf_29, !- Name
Roof, !- Surface Type
Roof_BOH, !- Construction Name
L1-101-SalesCirculation4 Thermal Zone, !- Zone Name
Outdoors, !- Outside Boundary Condition
, !- Outside Boundary Condition Object
SunExposed, !- Sun Exposure
WindExposed, !- Wind Exposure
, !- View Factor to Ground
20, !- Number of Vertices
53.005, !- Vertex 1 X-coordinate {m}
55.992, !- Vertex 1 Y-coordinate {m}
2.134, !- Vertex 1 Z-coordinate {m}
53.005, !- Vertex 2 X-coordinate {m}
53.193, !- Vertex 2 Y-coordinate {m}
2.134, !- Vertex 2 Z-coordinate {m}
60.575, !- Vertex 3 X-coordinate {m}
53.193, !- Vertex 3 Y-coordinate {m}
2.134, !- Vertex 3 Z-coordinate {m}
60.575, !- Vertex 4 X-coordinate {m}
55.016, !- Vertex 4 Y-coordinate {m}
2.134, !- Vertex 4 Z-coordinate {m}
62.454, !- Vertex 5 X-coordinate {m}
55.016, !- Vertex 5 Y-coordinate {m}
2.134, !- Vertex 5 Z-coordinate {m}
62.454, !- Vertex 6 X-coordinate {m}
53.193, !- Vertex 6 Y-coordinate {m}
2.134, !- Vertex 6 Z-coordinate {m}
63.856, !- Vertex 7 X-coordinate {m}
53.193, !- Vertex 7 Y-coordinate {m}
2.134, !- Vertex 7 Z-coordinate {m}
63.856, !- Vertex 8 X-coordinate {m}
52.767, !- Vertex 8 Y-coordinate {m}
2.134, !- Vertex 8 Z-coordinate {m}
65.072, !- Vertex 9 X-coordinate {m}
52.767, !- Vertex 9 Y-coordinate {m}
2.134, !- Vertex 9 Z-coordinate {m}
65.072, !- Vertex 10 X-coordinate {m}
54.529, !- Vertex 10 Y-coordinate {m}
2.134, !- Vertex 10 Z-coordinate {m}
67.026, !- Vertex 11 X-coordinate {m}
54.529, !- Vertex 11 Y-coordinate {m}
2.134, !- Vertex 11 Z-coordinate {m}
67.026, !- Vertex 12 X-coordinate {m}
52.767, !- Vertex 12 Y-coordinate {m}
2.134, !- Vertex 12 Z-coordinate {m}
68.001, !- Vertex 13 X-coordinate {m}
52.767, !- Vertex 13 Y-coordinate {m}
2.134, !- Vertex 13 Z-coordinate {m}
68.001, !- Vertex 14 X-coordinate {m}
54.529, !- Vertex 14 Y-coordinate {m}
2.134, !- Vertex 14 Z-coordinate {m}
72.847, !- Vertex 15 X-coordinate {m}
54.529, !- Vertex 15 Y-coordinate {m}
2.134, !- Vertex 15 Z-coordinate {m}
72.847, !- Vertex 16 X-coordinate {m}
53.584, !- Vertex 16 Y-coordinate {m}
2.134, !- Vertex 16 Z-coordinate {m}
74.219, !- Vertex 17 X-coordinate {m}
53.584, !- Vertex 17 Y-coordinate {m}
2.134, !- Vertex 17 Z-coordinate {m}
74.219, !- Vertex 18 X-coordinate {m}
58.339, !- Vertex 18 Y-coordinate {m}
2.134, !- Vertex 18 Z-coordinate {m}
72.847, !- Vertex 19 X-coordinate {m}
58.339, !- Vertex 19 Y-coordinate {m}
2.134, !- Vertex 19 Z-coordinate {m}
72.847, !- Vertex 20 X-coordinate {m}
55.992, !- Vertex 20 Y-coordinate {m}
2.134; !- Vertex 20 Z-coordinate {m}
BuildingSurface:Detailed,
L1-101-SalesCirculation4_Srf_3, !- Name
Wall, !- Surface Type
Hole, !- Construction Name
L1-101-SalesCirculation4 Thermal Zone, !- Zone Name
Surface, !- Outside Boundary Condition
L1-101-SalesCirculation3_Srf_4, !- Outside Boundary Condition Object
NoSun, !- Sun Exposure
NoWind, !- Wind Exposure
, !- View Factor to Ground
4, !- Number of Vertices
53.005, !- Vertex 1 X-coordinate {m}
55.992, !- Vertex 1 Y-coordinate {m}
2.134, !- Vertex 1 Z-coordinate {m}
53.005, !- Vertex 2 X-coordinate {m}
55.992, !- Vertex 2 Y-coordinate {m}
0, !- Vertex 2 Z-coordinate {m}
53.005, !- Vertex 3 X-coordinate {m}
53.584, !- Vertex 3 Y-coordinate {m}
0, !- Vertex 3 Z-coordinate {m}
53.005, !- Vertex 4 X-coordinate {m}
53.584, !- Vertex 4 Y-coordinate {m}
2.134, !- Vertex 4 Z-coordinate {m}
, !- Vertex 5 X-coordinate {m}
, !- Vertex 5 Y-coordinate {m}
, !- Vertex 5 Z-coordinate {m}
, !- Vertex 6 X-coordinate {m}
, !- Vertex 6 Y-coordinate {m}
, !- Vertex 6 Z-coordinate {m}
, !- Vertex 7 X-coordinate {m}
, !- Vertex 7 Y-coordinate {m}
, !- Vertex 7 Z-coordinate {m}
, !- Vertex 8 X-coordinate {m}
, !- Vertex 8 Y-coordinate {m}
, !- Vertex 8 Z-coordinate {m}
, !- Vertex 9 X-coordinate {m}
, !- Vertex 9 Y-coordinate {m}
, !- Vertex 9 Z-coordinate {m}
, !- Vertex 10 X-coordinate {m}
, !- Vertex 10 Y-coordinate {m}
, !- Vertex 10 Z-coordinate {m}
, !- Vertex 11 X-coordinate {m}
, !- Vertex 11 Y-coordinate {m}
, !- Vertex 11 Z-coordinate {m}
, !- Vertex 12 X-coordinate {m}
, !- Vertex 12 Y-coordinate {m}
, !- Vertex 12 Z-coordinate {m}
, !- Vertex 13 X-coordinate {m}
, !- Vertex 13 Y-coordinate {m}
, !- Vertex 13 Z-coordinate {m}
, !- Vertex 14 X-coordinate {m}
, !- Vertex 14 Y-coordinate {m}
, !- Vertex 14 Z-coordinate {m}
, !- Vertex 15 X-coordinate {m}
, !- Vertex 15 Y-coordinate {m}
, !- Vertex 15 Z-coordinate {m}
, !- Vertex 16 X-coordinate {m}
, !- Vertex 16 Y-coordinate {m}
, !- Vertex 16 Z-coordinate {m}
, !- Vertex 17 X-coordinate {m}
, !- Vertex 17 Y-coordinate {m}
, !- Vertex 17 Z-coordinate {m}
, !- Vertex 18 X-coordinate {m}
, !- Vertex 18 Y-coordinate {m}
, !- Vertex 18 Z-coordinate {m}
, !- Vertex 19 X-coordinate {m}
, !- Vertex 19 Y-coordinate {m}
, !- Vertex 19 Z-coordinate {m}
, !- Vertex 20 X-coordinate {m}
, !- Vertex 20 Y-coordinate {m}
; !- Vertex 20 Z-coordinate {m}
BuildingSurface:Detailed,
L1-101-SalesCirculation4_Srf_4, !- Name
Wall, !- Surface Type
Hole, !- Construction Name
L1-101-SalesCirculation4 Thermal Zone, !- Zone Name
Surface, !- Outside Boundary Condition
L1-101-SalesAisle3_Srf_4,!- Outside Boundary Condition Object
NoSun, !- Sun Exposure
NoWind, !- Wind Exposure
, !- View Factor to Ground
4, !- Number of Vertices
53.005, !- Vertex 1 X-coordinate {m}
53.584, !- Vertex 1 Y-coordinate {m}
2.134, !- Vertex 1 Z-coordinate {m}
53.005, !- Vertex 2 X-coordinate {m}
53.584, !- Vertex 2 Y-coordinate {m}
0, !- Vertex 2 Z-coordinate {m}
53.005, !- Vertex 3 X-coordinate {m}
53.193, !- Vertex 3 Y-coordinate {m}
0, !- Vertex 3 Z-coordinate {m}
53.005, !- Vertex 4 X-coordinate {m}
53.193, !- Vertex 4 Y-coordinate {m}
2.134, !- Vertex 4 Z-coordinate {m}
, !- Vertex 5 X-coordinate {m}
, !- Vertex 5 Y-coordinate {m}
, !- Vertex 5 Z-coordinate {m}
, !- Vertex 6 X-coordinate {m}
, !- Vertex 6 Y-coordinate {m}
, !- Vertex 6 Z-coordinate {m}
, !- Vertex 7 X-coordinate {m}
, !- Vertex 7 Y-coordinate {m}
, !- Vertex 7 Z-coordinate {m}
, !- Vertex 8 X-coordinate {m}
, !- Vertex 8 Y-coordinate {m}
, !- Vertex 8 Z-coordinate {m}
, !- Vertex 9 X-coordinate {m}
, !- Vertex 9 Y-coordinate {m}
, !- Vertex 9 Z-coordinate {m}
, !- Vertex 10 X-coordinate {m}
, !- Vertex 10 Y-coordinate {m}
, !- Vertex 10 Z-coordinate {m}
, !- Vertex 11 X-coordinate {m}
, !- Vertex 11 Y-coordinate {m}
, !- Vertex 11 Z-coordinate {m}
, !- Vertex 12 X-coordinate {m}
, !- Vertex 12 Y-coordinate {m}
, !- Vertex 12 Z-coordinate {m}
, !- Vertex 13 X-coordinate {m}
, !- Vertex 13 Y-coordinate {m}
, !- Vertex 13 Z-coordinate {m}
, !- Vertex 14 X-coordinate {m}
, !- Vertex 14 Y-coordinate {m}
, !- Vertex 14 Z-coordinate {m}
, !- Vertex 15 X-coordinate {m}
, !- Vertex 15 Y-coordinate {m}
, !- Vertex 15 Z-coordinate {m}
, !- Vertex 16 X-coordinate {m}
, !- Vertex 16 Y-coordinate {m}
, !- Vertex 16 Z-coordinate {m}
, !- Vertex 17 X-coordinate {m}
, !- Vertex 17 Y-coordinate {m}
, !- Vertex 17 Z-coordinate {m}
, !- Vertex 18 X-coordinate {m}
, !- Vertex 18 Y-coordinate {m}
, !- Vertex 18 Z-coordinate {m}
, !- Vertex 19 X-coordinate {m}
, !- Vertex 19 Y-coordinate {m}
, !- Vertex 19 Z-coordinate {m}
, !- Vertex 20 X-coordinate {m}
, !- Vertex 20 Y-coordinate {m}
; !- Vertex 20 Z-coordinate {m}
BuildingSurface:Detailed,
L1-101-SalesCirculation4_Srf_5, !- Name
Wall, !- Surface Type
Hole, !- Construction Name
L1-101-SalesCirculation4 Thermal Zone, !- Zone Name
Surface, !- Outside Boundary Condition
L1-101-SalesAisle4_Srf_5,!- Outside Boundary Condition Object
NoSun, !- Sun Exposure
NoWind, !- Wind Exposure
, !- View Factor to Ground
4, !- Number of Vertices
53.005, !- Vertex 1 X-coordinate {m}
53.193, !- Vertex 1 Y-coordinate {m}
2.134, !- Vertex 1 Z-coordinate {m}
53.005, !- Vertex 2 X-coordinate {m}
53.193, !- Vertex 2 Y-coordinate {m}
0, !- Vertex 2 Z-coordinate {m}
54.451, !- Vertex 3 X-coordinate {m}
53.193, !- Vertex 3 Y-coordinate {m}
0, !- Vertex 3 Z-coordinate {m}
54.451, !- Vertex 4 X-coordinate {m}
53.193, !- Vertex 4 Y-coordinate {m}
2.134, !- Vertex 4 Z-coordinate {m}
, !- Vertex 5 X-coordinate {m}
, !- Vertex 5 Y-coordinate {m}
, !- Vertex 5 Z-coordinate {m}
, !- Vertex 6 X-coordinate {m}
, !- Vertex 6 Y-coordinate {m}
, !- Vertex 6 Z-coordinate {m}
, !- Vertex 7 X-coordinate {m}
, !- Vertex 7 Y-coordinate {m}
, !- Vertex 7 Z-coordinate {m}
, !- Vertex 8 X-coordinate {m}
, !- Vertex 8 Y-coordinate {m}
, !- Vertex 8 Z-coordinate {m}
, !- Vertex 9 X-coordinate {m}
, !- Vertex 9 Y-coordinate {m}
, !- Vertex 9 Z-coordinate {m}
, !- Vertex 10 X-coordinate {m}
, !- Vertex 10 Y-coordinate {m}
, !- Vertex 10 Z-coordinate {m}
, !- Vertex 11 X-coordinate {m}
, !- Vertex 11 Y-coordinate {m}
, !- Vertex 11 Z-coordinate {m}
, !- Vertex 12 X-coordinate {m}
, !- Vertex 12 Y-coordinate {m}
, !- Vertex 12 Z-coordinate {m}
, !- Vertex 13 X-coordinate {m}
, !- Vertex 13 Y-coordinate {m}
, !- Vertex 13 Z-coordinate {m}
, !- Vertex 14 X-coordinate {m}
, !- Vertex 14 Y-coordinate {m}
, !- Vertex 14 Z-coordinate {m}
, !- Vertex 15 X-coordinate {m}
, !- Vertex 15 Y-coordinate {m}
, !- Vertex 15 Z-coordinate {m}
, !- Vertex 16 X-coordinate {m}
, !- Vertex 16 Y-coordinate {m}
, !- Vertex 16 Z-coordinate {m}
, !- Vertex 17 X-coordinate {m}
, !- Vertex 17 Y-coordinate {m}
, !- Vertex 17 Z-coordinate {m}
, !- Vertex 18 X-coordinate {m}
, !- Vertex 18 Y-coordinate {m}
, !- Vertex 18 Z-coordinate {m}
, !- Vertex 19 X-coordinate {m}
, !- Vertex 19 Y-coordinate {m}
, !- Vertex 19 Z-coordinate {m}
, !- Vertex 20 X-coordinate {m}
, !- Vertex 20 Y-coordinate {m}
; !- Vertex 20 Z-coordinate {m}
BuildingSurface:Detailed,
L1-101-SalesCirculation4_Srf_6, !- Name
Wall, !- Surface Type
Hole, !- Construction Name
L1-101-SalesCirculation4 Thermal Zone, !- Zone Name
Surface, !- Outside Boundary Condition
L1-101-SalesAisle5_Srf_4,!- Outside Boundary Condition Object
NoSun, !- Sun Exposure
NoWind, !- Wind Exposure
, !- View Factor to Ground
4, !- Number of Vertices
54.451, !- Vertex 1 X-coordinate {m}
53.193, !- Vertex 1 Y-coordinate {m}
2.134, !- Vertex 1 Z-coordinate {m}
54.451, !- Vertex 2 X-coordinate {m}
53.193, !- Vertex 2 Y-coordinate {m}
0, !- Vertex 2 Z-coordinate {m}
56.096, !- Vertex 3 X-coordinate {m}
53.193, !- Vertex 3 Y-coordinate {m}
0, !- Vertex 3 Z-coordinate {m}
56.096, !- Vertex 4 X-coordinate {m}
53.193, !- Vertex 4 Y-coordinate {m}
2.134, !- Vertex 4 Z-coordinate {m}
, !- Vertex 5 X-coordinate {m}
, !- Vertex 5 Y-coordinate {m}
, !- Vertex 5 Z-coordinate {m}
, !- Vertex 6 X-coordinate {m}
, !- Vertex 6 Y-coordinate {m}
, !- Vertex 6 Z-coordinate {m}
, !- Vertex 7 X-coordinate {m}
, !- Vertex 7 Y-coordinate {m}
, !- Vertex 7 Z-coordinate {m}
, !- Vertex 8 X-coordinate {m}
, !- Vertex 8 Y-coordinate {m}
, !- Vertex 8 Z-coordinate {m}
, !- Vertex 9 X-coordinate {m}
, !- Vertex 9 Y-coordinate {m}
, !- Vertex 9 Z-coordinate {m}
, !- Vertex 10 X-coordinate {m}
, !- Vertex 10 Y-coordinate {m}
, !- Vertex 10 Z-coordinate {m}
, !- Vertex 11 X-coordinate {m}
, !- Vertex 11 Y-coordinate {m}
, !- Vertex 11 Z-coordinate {m}
, !- Vertex 12 X-coordinate {m}
, !- Vertex 12 Y-coordinate {m}
, !- Vertex 12 Z-coordinate {m}
, !- Vertex 13 X-coordinate {m}
, !- Vertex 13 Y-coordinate {m}
, !- Vertex 13 Z-coordinate {m}
, !- Vertex 14 X-coordinate {m}
, !- Vertex 14 Y-coordinate {m}
, !- Vertex 14 Z-coordinate {m}
, !- Vertex 15 X-coordinate {m}
, !- Vertex 15 Y-coordinate {m}
, !- Vertex 15 Z-coordinate {m}
, !- Vertex 16 X-coordinate {m}
, !- Vertex 16 Y-coordinate {m}
, !- Vertex 16 Z-coordinate {m}
, !- Vertex 17 X-coordinate {m}
, !- Vertex 17 Y-coordinate {m}
, !- Vertex 17 Z-coordinate {m}
, !- Vertex 18 X-coordinate {m}
, !- Vertex 18 Y-coordinate {m}
, !- Vertex 18 Z-coordinate {m}
, !- Vertex 19 X-coordinate {m}
, !- Vertex 19 Y-coordinate {m}
, !- Vertex 19 Z-coordinate {m}
, !- Vertex 20 X-coordinate {m}
, !- Vertex 20 Y-coordinate {m}
; !- Vertex 20 Z-coordinate {m}
BuildingSurface:Detailed,
L1-101-SalesCirculation4_Srf_7, !- Name
Wall, !- Surface Type
Hole, !- Construction Name
L1-101-SalesCirculation4 Thermal Zone, !- Zone Name
Surface, !- Outside Boundary Condition
L1-101-SalesAisle6_Srf_4,!- Outside Boundary Condition Object
NoSun, !- Sun Exposure
NoWind, !- Wind Exposure
, !- View Factor to Ground
4, !- Number of Vertices
56.096, !- Vertex 1 X-coordinate {m}
53.193, !- Vertex 1 Y-coordinate {m}
2.134, !- Vertex 1 Z-coordinate {m}
56.096, !- Vertex 2 X-coordinate {m}
53.193, !- Vertex 2 Y-coordinate {m}
0, !- Vertex 2 Z-coordinate {m}
57.844, !- Vertex 3 X-coordinate {m}
53.193, !- Vertex 3 Y-coordinate {m}
0, !- Vertex 3 Z-coordinate {m}
57.844, !- Vertex 4 X-coordinate {m}
53.193, !- Vertex 4 Y-coordinate {m}
2.134, !- Vertex 4 Z-coordinate {m}
, !- Vertex 5 X-coordinate {m}
, !- Vertex 5 Y-coordinate {m}
, !- Vertex 5 Z-coordinate {m}
, !- Vertex 6 X-coordinate {m}
, !- Vertex 6 Y-coordinate {m}
, !- Vertex 6 Z-coordinate {m}
, !- Vertex 7 X-coordinate {m}
, !- Vertex 7 Y-coordinate {m}
, !- Vertex 7 Z-coordinate {m}
, !- Vertex 8 X-coordinate {m}
, !- Vertex 8 Y-coordinate {m}
, !- Vertex 8 Z-coordinate {m}
, !- Vertex 9 X-coordinate {m}
, !- Vertex 9 Y-coordinate {m}
, !- Vertex 9 Z-coordinate {m}
, !- Vertex 10 X-coordinate {m}
, !- Vertex 10 Y-coordinate {m}
, !- Vertex 10 Z-coordinate {m}
, !- Vertex 11 X-coordinate {m}
, !- Vertex 11 Y-coordinate {m}
, !- Vertex 11 Z-coordinate {m}
, !- Vertex 12 X-coordinate {m}
, !- Vertex 12 Y-coordinate {m}
, !- Vertex 12 Z-coordinate {m}
, !- Vertex 13 X-coordinate {m}
, !- Vertex 13 Y-coordinate {m}
, !- Vertex 13 Z-coordinate {m}
, !- Vertex 14 X-coordinate {m}
, !- Vertex 14 Y-coordinate {m}
, !- Vertex 14 Z-coordinate {m}
, !- Vertex 15 X-coordinate {m}
, !- Vertex 15 Y-coordinate {m}
, !- Vertex 15 Z-coordinate {m}
, !- Vertex 16 X-coordinate {m}
, !- Vertex 16 Y-coordinate {m}
, !- Vertex 16 Z-coordinate {m}
, !- Vertex 17 X-coordinate {m}
, !- Vertex 17 Y-coordinate {m}
, !- Vertex 17 Z-coordinate {m}
, !- Vertex 18 X-coordinate {m}
, !- Vertex 18 Y-coordinate {m}
, !- Vertex 18 Z-coordinate {m}
, !- Vertex 19 X-coordinate {m}
, !- Vertex 19 Y-coordinate {m}
, !- Vertex 19 Z-coordinate {m}
, !- Vertex 20 X-coordinate {m}
, !- Vertex 20 Y-coordinate {m}
; !- Vertex 20 Z-coordinate {m}
BuildingSurface:Detailed,
L1-101-SalesCirculation4_Srf_8, !- Name
Wall, !- Surface Type
Hole, !- Construction Name
L1-101-SalesCirculation4 Thermal Zone, !- Zone Name
Surface, !- Outside Boundary Condition
L1-101-SalesAisle7_Srf_4,!- Outside Boundary Condition Object
NoSun, !- Sun Exposure
NoWind, !- Wind Exposure
, !- View Factor to Ground
4, !- Number of Vertices
57.844, !- Vertex 1 X-coordinate {m}
53.193, !- Vertex 1 Y-coordinate {m}
2.134, !- Vertex 1 Z-coordinate {m}
57.844, !- Vertex 2 X-coordinate {m}
53.193, !- Vertex 2 Y-coordinate {m}
0, !- Vertex 2 Z-coordinate {m}
59.492, !- Vertex 3 X-coordinate {m}
53.193, !- Vertex 3 Y-coordinate {m}
0, !- Vertex 3 Z-coordinate {m}
59.492, !- Vertex 4 X-coordinate {m}
53.193, !- Vertex 4 Y-coordinate {m}
2.134, !- Vertex 4 Z-coordinate {m}
, !- Vertex 5 X-coordinate {m}
, !- Vertex 5 Y-coordinate {m}
, !- Vertex 5 Z-coordinate {m}
, !- Vertex 6 X-coordinate {m}
, !- Vertex 6 Y-coordinate {m}
, !- Vertex 6 Z-coordinate {m}
, !- Vertex 7 X-coordinate {m}
, !- Vertex 7 Y-coordinate {m}
, !- Vertex 7 Z-coordinate {m}
, !- Vertex 8 X-coordinate {m}
, !- Vertex 8 Y-coordinate {m}
, !- Vertex 8 Z-coordinate {m}
, !- Vertex 9 X-coordinate {m}
, !- Vertex 9 Y-coordinate {m}
, !- Vertex 9 Z-coordinate {m}
, !- Vertex 10 X-coordinate {m}
, !- Vertex 10 Y-coordinate {m}
, !- Vertex 10 Z-coordinate {m}
, !- Vertex 11 X-coordinate {m}
, !- Vertex 11 Y-coordinate {m}
, !- Vertex 11 Z-coordinate {m}
, !- Vertex 12 X-coordinate {m}
, !- Vertex 12 Y-coordinate {m}
, !- Vertex 12 Z-coordinate {m}
, !- Vertex 13 X-coordinate {m}
, !- Vertex 13 Y-coordinate {m}
, !- Vertex 13 Z-coordinate {m}
, !- Vertex 14 X-coordinate {m}
, !- Vertex 14 Y-coordinate {m}
, !- Vertex 14 Z-coordinate {m}
, !- Vertex 15 X-coordinate {m}
, !- Vertex 15 Y-coordinate {m}
, !- Vertex 15 Z-coordinate {m}
, !- Vertex 16 X-coordinate {m}
, !- Vertex 16 Y-coordinate {m}
, !- Vertex 16 Z-coordinate {m}
, !- Vertex 17 X-coordinate {m}
, !- Vertex 17 Y-coordinate {m}
, !- Vertex 17 Z-coordinate {m}
, !- Vertex 18 X-coordinate {m}
, !- Vertex 18 Y-coordinate {m}
, !- Vertex 18 Z-coordinate {m}
, !- Vertex 19 X-coordinate {m}
, !- Vertex 19 Y-coordinate {m}
, !- Vertex 19 Z-coordinate {m}
, !- Vertex 20 X-coordinate {m}
, !- Vertex 20 Y-coordinate {m}
; !- Vertex 20 Z-coordinate {m}
BuildingSurface:Detailed,
L1-101-SalesCirculation4_Srf_9, !- Name
Wall, !- Surface Type
Hole, !- Construction Name
L1-101-SalesCirculation4 Thermal Zone, !- Zone Name
Surface, !- Outside Boundary Condition
L1-101-SalesAisle8_Srf_1,!- Outside Boundary Condition Object
NoSun, !- Sun Exposure
NoWind, !- Wind Exposure
, !- View Factor to Ground
4, !- Number of Vertices
59.492, !- Vertex 1 X-coordinate {m}
53.193, !- Vertex 1 Y-coordinate {m}
2.134, !- Vertex 1 Z-coordinate {m}
59.492, !- Vertex 2 X-coordinate {m}
53.193, !- Vertex 2 Y-coordinate {m}
0, !- Vertex 2 Z-coordinate {m}
60.575, !- Vertex 3 X-coordinate {m}
53.193, !- Vertex 3 Y-coordinate {m}
0, !- Vertex 3 Z-coordinate {m}
60.575, !- Vertex 4 X-coordinate {m}
53.193, !- Vertex 4 Y-coordinate {m}
2.134, !- Vertex 4 Z-coordinate {m}
, !- Vertex 5 X-coordinate {m}
, !- Vertex 5 Y-coordinate {m}
, !- Vertex 5 Z-coordinate {m}
, !- Vertex 6 X-coordinate {m}
, !- Vertex 6 Y-coordinate {m}
, !- Vertex 6 Z-coordinate {m}
, !- Vertex 7 X-coordinate {m}
, !- Vertex 7 Y-coordinate {m}
, !- Vertex 7 Z-coordinate {m}
, !- Vertex 8 X-coordinate {m}
, !- Vertex 8 Y-coordinate {m}
, !- Vertex 8 Z-coordinate {m}
, !- Vertex 9 X-coordinate {m}
, !- Vertex 9 Y-coordinate {m}
, !- Vertex 9 Z-coordinate {m}
, !- Vertex 10 X-coordinate {m}
, !- Vertex 10 Y-coordinate {m}
, !- Vertex 10 Z-coordinate {m}
, !- Vertex 11 X-coordinate {m}
, !- Vertex 11 Y-coordinate {m}
, !- Vertex 11 Z-coordinate {m}
, !- Vertex 12 X-coordinate {m}
, !- Vertex 12 Y-coordinate {m}
, !- Vertex 12 Z-coordinate {m}
, !- Vertex 13 X-coordinate {m}
, !- Vertex 13 Y-coordinate {m}
, !- Vertex 13 Z-coordinate {m}
, !- Vertex 14 X-coordinate {m}
, !- Vertex 14 Y-coordinate {m}
, !- Vertex 14 Z-coordinate {m}
, !- Vertex 15 X-coordinate {m}
, !- Vertex 15 Y-coordinate {m}
, !- Vertex 15 Z-coordinate {m}
, !- Vertex 16 X-coordinate {m}
, !- Vertex 16 Y-coordinate {m}
, !- Vertex 16 Z-coordinate {m}
, !- Vertex 17 X-coordinate {m}
, !- Vertex 17 Y-coordinate {m}
, !- Vertex 17 Z-coordinate {m}
, !- Vertex 18 X-coordinate {m}
, !- Vertex 18 Y-coordinate {m}
, !- Vertex 18 Z-coordinate {m}
, !- Vertex 19 X-coordinate {m}
, !- Vertex 19 Y-coordinate {m}
, !- Vertex 19 Z-coordinate {m}
, !- Vertex 20 X-coordinate {m}
, !- Vertex 20 Y-coordinate {m}
; !- Vertex 20 Z-coordinate {m}
BuildingSurface:Detailed,
L1-101-SalesCirculation5_Srf_0, !- Name
Floor, !- Surface Type
Hole, !- Construction Name
L1-101-SalesCirculation5 Thermal Zone, !- Zone Name
ground, !- Outside Boundary Condition
, !- Outside Boundary Condition Object
NoSun, !- Sun Exposure
NoWind, !- Wind Exposure
, !- View Factor to Ground
10, !- Number of Vertices
76.566, !- Vertex 1 X-coordinate {m}
53.584, !- Vertex 1 Y-coordinate {m}
0, !- Vertex 1 Z-coordinate {m}
76.566, !- Vertex 2 X-coordinate {m}
49.865, !- Vertex 2 Y-coordinate {m}
0, !- Vertex 2 Z-coordinate {m}
77.337, !- Vertex 3 X-coordinate {m}
49.865, !- Vertex 3 Y-coordinate {m}
0, !- Vertex 3 Z-coordinate {m}
77.337, !- Vertex 4 X-coordinate {m}
41.605, !- Vertex 4 Y-coordinate {m}
0, !- Vertex 4 Z-coordinate {m}
74.341, !- Vertex 5 X-coordinate {m}
41.605, !- Vertex 5 Y-coordinate {m}
0, !- Vertex 5 Z-coordinate {m}
74.341, !- Vertex 6 X-coordinate {m}
47.366, !- Vertex 6 Y-coordinate {m}
0, !- Vertex 6 Z-coordinate {m}
73.548, !- Vertex 7 X-coordinate {m}
47.366, !- Vertex 7 Y-coordinate {m}
0, !- Vertex 7 Z-coordinate {m}
73.548, !- Vertex 8 X-coordinate {m}
50.902, !- Vertex 8 Y-coordinate {m}
0, !- Vertex 8 Z-coordinate {m}
72.847, !- Vertex 9 X-coordinate {m}
50.902, !- Vertex 9 Y-coordinate {m}
0, !- Vertex 9 Z-coordinate {m}
72.847, !- Vertex 10 X-coordinate {m}
53.584, !- Vertex 10 Y-coordinate {m}
0, !- Vertex 10 Z-coordinate {m}
, !- Vertex 11 X-coordinate {m}
, !- Vertex 11 Y-coordinate {m}
, !- Vertex 11 Z-coordinate {m}
, !- Vertex 12 X-coordinate {m}
, !- Vertex 12 Y-coordinate {m}
, !- Vertex 12 Z-coordinate {m}
, !- Vertex 13 X-coordinate {m}
, !- Vertex 13 Y-coordinate {m}
, !- Vertex 13 Z-coordinate {m}
, !- Vertex 14 X-coordinate {m}
, !- Vertex 14 Y-coordinate {m}
, !- Vertex 14 Z-coordinate {m}
, !- Vertex 15 X-coordinate {m}
, !- Vertex 15 Y-coordinate {m}
, !- Vertex 15 Z-coordinate {m}
, !- Vertex 16 X-coordinate {m}
, !- Vertex 16 Y-coordinate {m}
, !- Vertex 16 Z-coordinate {m}
, !- Vertex 17 X-coordinate {m}
, !- Vertex 17 Y-coordinate {m}
, !- Vertex 17 Z-coordinate {m}
, !- Vertex 18 X-coordinate {m}
, !- Vertex 18 Y-coordinate {m}
, !- Vertex 18 Z-coordinate {m}
, !- Vertex 19 X-coordinate {m}
, !- Vertex 19 Y-coordinate {m}
, !- Vertex 19 Z-coordinate {m}
, !- Vertex 20 X-coordinate {m}
, !- Vertex 20 Y-coordinate {m}
; !- Vertex 20 Z-coordinate {m}
BuildingSurface:Detailed,
L1-101-SalesCirculation5_Srf_1, !- Name
Wall, !- Surface Type
Hole, !- Construction Name
L1-101-SalesCirculation5 Thermal Zone, !- Zone Name
Surface, !- Outside Boundary Condition
L1-101-SalesRefrigerationReachInChees_Srf_1, !- Outside Boundary Condition Object
NoSun, !- Sun Exposure
NoWind, !- Wind Exposure
, !- View Factor to Ground
4, !- Number of Vertices
77.337, !- Vertex 1 X-coordinate {m}
44.075, !- Vertex 1 Y-coordinate {m}
2.134, !- Vertex 1 Z-coordinate {m}
77.337, !- Vertex 2 X-coordinate {m}
44.075, !- Vertex 2 Y-coordinate {m}
0, !- Vertex 2 Z-coordinate {m}
77.337, !- Vertex 3 X-coordinate {m}
49.865, !- Vertex 3 Y-coordinate {m}
0, !- Vertex 3 Z-coordinate {m}
77.337, !- Vertex 4 X-coordinate {m}
49.865, !- Vertex 4 Y-coordinate {m}
2.134, !- Vertex 4 Z-coordinate {m}
, !- Vertex 5 X-coordinate {m}
, !- Vertex 5 Y-coordinate {m}
, !- Vertex 5 Z-coordinate {m}
, !- Vertex 6 X-coordinate {m}
, !- Vertex 6 Y-coordinate {m}
, !- Vertex 6 Z-coordinate {m}
, !- Vertex 7 X-coordinate {m}
, !- Vertex 7 Y-coordinate {m}
, !- Vertex 7 Z-coordinate {m}
, !- Vertex 8 X-coordinate {m}
, !- Vertex 8 Y-coordinate {m}
, !- Vertex 8 Z-coordinate {m}
, !- Vertex 9 X-coordinate {m}
, !- Vertex 9 Y-coordinate {m}
, !- Vertex 9 Z-coordinate {m}
, !- Vertex 10 X-coordinate {m}
, !- Vertex 10 Y-coordinate {m}
, !- Vertex 10 Z-coordinate {m}
, !- Vertex 11 X-coordinate {m}
, !- Vertex 11 Y-coordinate {m}
, !- Vertex 11 Z-coordinate {m}
, !- Vertex 12 X-coordinate {m}
, !- Vertex 12 Y-coordinate {m}
, !- Vertex 12 Z-coordinate {m}
, !- Vertex 13 X-coordinate {m}
, !- Vertex 13 Y-coordinate {m}
, !- Vertex 13 Z-coordinate {m}
, !- Vertex 14 X-coordinate {m}
, !- Vertex 14 Y-coordinate {m}
, !- Vertex 14 Z-coordinate {m}
, !- Vertex 15 X-coordinate {m}
, !- Vertex 15 Y-coordinate {m}
, !- Vertex 15 Z-coordinate {m}
, !- Vertex 16 X-coordinate {m}
, !- Vertex 16 Y-coordinate {m}
, !- Vertex 16 Z-coordinate {m}
, !- Vertex 17 X-coordinate {m}
, !- Vertex 17 Y-coordinate {m}
, !- Vertex 17 Z-coordinate {m}
, !- Vertex 18 X-coordinate {m}
, !- Vertex 18 Y-coordinate {m}
, !- Vertex 18 Z-coordinate {m}
, !- Vertex 19 X-coordinate {m}
, !- Vertex 19 Y-coordinate {m}
, !- Vertex 19 Z-coordinate {m}
, !- Vertex 20 X-coordinate {m}
, !- Vertex 20 Y-coordinate {m}
; !- Vertex 20 Z-coordinate {m}
BuildingSurface:Detailed,
L1-101-SalesCirculation5_Srf_10, !- Name
Wall, !- Surface Type
Hole, !- Construction Name
L1-101-SalesCirculation5 Thermal Zone, !- Zone Name
Surface, !- Outside Boundary Condition
L1-124-SpecialtyService_Srf_3, !- Outside Boundary Condition Object
NoSun, !- Sun Exposure
NoWind, !- Wind Exposure
, !- View Factor to Ground
4, !- Number of Vertices
73.548, !- Vertex 1 X-coordinate {m}
48.463, !- Vertex 1 Y-coordinate {m}
2.134, !- Vertex 1 Z-coordinate {m}
73.548, !- Vertex 2 X-coordinate {m}
48.463, !- Vertex 2 Y-coordinate {m}
0, !- Vertex 2 Z-coordinate {m}
73.548, !- Vertex 3 X-coordinate {m}
47.366, !- Vertex 3 Y-coordinate {m}
0, !- Vertex 3 Z-coordinate {m}
73.548, !- Vertex 4 X-coordinate {m}
47.366, !- Vertex 4 Y-coordinate {m}
2.134, !- Vertex 4 Z-coordinate {m}
, !- Vertex 5 X-coordinate {m}
, !- Vertex 5 Y-coordinate {m}
, !- Vertex 5 Z-coordinate {m}
, !- Vertex 6 X-coordinate {m}
, !- Vertex 6 Y-coordinate {m}
, !- Vertex 6 Z-coordinate {m}
, !- Vertex 7 X-coordinate {m}
, !- Vertex 7 Y-coordinate {m}
, !- Vertex 7 Z-coordinate {m}
, !- Vertex 8 X-coordinate {m}
, !- Vertex 8 Y-coordinate {m}
, !- Vertex 8 Z-coordinate {m}
, !- Vertex 9 X-coordinate {m}
, !- Vertex 9 Y-coordinate {m}
, !- Vertex 9 Z-coordinate {m}
, !- Vertex 10 X-coordinate {m}
, !- Vertex 10 Y-coordinate {m}
, !- Vertex 10 Z-coordinate {m}
, !- Vertex 11 X-coordinate {m}
, !- Vertex 11 Y-coordinate {m}
, !- Vertex 11 Z-coordinate {m}
, !- Vertex 12 X-coordinate {m}
, !- Vertex 12 Y-coordinate {m}
, !- Vertex 12 Z-coordinate {m}
, !- Vertex 13 X-coordinate {m}
, !- Vertex 13 Y-coordinate {m}
, !- Vertex 13 Z-coordinate {m}
, !- Vertex 14 X-coordinate {m}
, !- Vertex 14 Y-coordinate {m}
, !- Vertex 14 Z-coordinate {m}
, !- Vertex 15 X-coordinate {m}
, !- Vertex 15 Y-coordinate {m}
, !- Vertex 15 Z-coordinate {m}
, !- Vertex 16 X-coordinate {m}
, !- Vertex 16 Y-coordinate {m}
, !- Vertex 16 Z-coordinate {m}
, !- Vertex 17 X-coordinate {m}
, !- Vertex 17 Y-coordinate {m}
, !- Vertex 17 Z-coordinate {m}
, !- Vertex 18 X-coordinate {m}
, !- Vertex 18 Y-coordinate {m}
, !- Vertex 18 Z-coordinate {m}
, !- Vertex 19 X-coordinate {m}
, !- Vertex 19 Y-coordinate {m}
, !- Vertex 19 Z-coordinate {m}
, !- Vertex 20 X-coordinate {m}
, !- Vertex 20 Y-coordinate {m}
; !- Vertex 20 Z-coordinate {m}
BuildingSurface:Detailed,
L1-101-SalesCirculation5_Srf_11, !- Name
Wall, !- Surface Type
Hole, !- Construction Name
L1-101-SalesCirculation5 Thermal Zone, !- Zone Name
Surface, !- Outside Boundary Condition
L1-124-SpecialtyService_Srf_2, !- Outside Boundary Condition Object
NoSun, !- Sun Exposure
NoWind, !- Wind Exposure
, !- View Factor to Ground
4, !- Number of Vertices
73.548, !- Vertex 1 X-coordinate {m}
47.366, !- Vertex 1 Y-coordinate {m}
2.134, !- Vertex 1 Z-coordinate {m}
73.548, !- Vertex 2 X-coordinate {m}
47.366, !- Vertex 2 Y-coordinate {m}
0, !- Vertex 2 Z-coordinate {m}
74.341, !- Vertex 3 X-coordinate {m}
47.366, !- Vertex 3 Y-coordinate {m}
0, !- Vertex 3 Z-coordinate {m}
74.341, !- Vertex 4 X-coordinate {m}
47.366, !- Vertex 4 Y-coordinate {m}
2.134, !- Vertex 4 Z-coordinate {m}
, !- Vertex 5 X-coordinate {m}
, !- Vertex 5 Y-coordinate {m}
, !- Vertex 5 Z-coordinate {m}
, !- Vertex 6 X-coordinate {m}
, !- Vertex 6 Y-coordinate {m}
, !- Vertex 6 Z-coordinate {m}
, !- Vertex 7 X-coordinate {m}
, !- Vertex 7 Y-coordinate {m}
, !- Vertex 7 Z-coordinate {m}
, !- Vertex 8 X-coordinate {m}
, !- Vertex 8 Y-coordinate {m}
, !- Vertex 8 Z-coordinate {m}
, !- Vertex 9 X-coordinate {m}
, !- Vertex 9 Y-coordinate {m}
, !- Vertex 9 Z-coordinate {m}
, !- Vertex 10 X-coordinate {m}
, !- Vertex 10 Y-coordinate {m}
, !- Vertex 10 Z-coordinate {m}
, !- Vertex 11 X-coordinate {m}
, !- Vertex 11 Y-coordinate {m}
, !- Vertex 11 Z-coordinate {m}
, !- Vertex 12 X-coordinate {m}
, !- Vertex 12 Y-coordinate {m}
, !- Vertex 12 Z-coordinate {m}
, !- Vertex 13 X-coordinate {m}
, !- Vertex 13 Y-coordinate {m}
, !- Vertex 13 Z-coordinate {m}
, !- Vertex 14 X-coordinate {m}
, !- Vertex 14 Y-coordinate {m}
, !- Vertex 14 Z-coordinate {m}
, !- Vertex 15 X-coordinate {m}
, !- Vertex 15 Y-coordinate {m}
, !- Vertex 15 Z-coordinate {m}
, !- Vertex 16 X-coordinate {m}
, !- Vertex 16 Y-coordinate {m}
, !- Vertex 16 Z-coordinate {m}
, !- Vertex 17 X-coordinate {m}
, !- Vertex 17 Y-coordinate {m}
, !- Vertex 17 Z-coordinate {m}
, !- Vertex 18 X-coordinate {m}
, !- Vertex 18 Y-coordinate {m}
, !- Vertex 18 Z-coordinate {m}
, !- Vertex 19 X-coordinate {m}
, !- Vertex 19 Y-coordinate {m}
, !- Vertex 19 Z-coordinate {m}
, !- Vertex 20 X-coordinate {m}
, !- Vertex 20 Y-coordinate {m}
; !- Vertex 20 Z-coordinate {m}
BuildingSurface:Detailed,
L1-101-SalesCirculation5_Srf_12, !- Name
Wall, !- Surface Type
Hole, !- Construction Name
L1-101-SalesCirculation5 Thermal Zone, !- Zone Name
Surface, !- Outside Boundary Condition
L1-124-SpecialtyService_Srf_1, !- Outside Boundary Condition Object
NoSun, !- Sun Exposure
NoWind, !- Wind Exposure
, !- View Factor to Ground
4, !- Number of Vertices
74.341, !- Vertex 1 X-coordinate {m}
47.366, !- Vertex 1 Y-coordinate {m}
2.134, !- Vertex 1 Z-coordinate {m}
74.341, !- Vertex 2 X-coordinate {m}
47.366, !- Vertex 2 Y-coordinate {m}
0, !- Vertex 2 Z-coordinate {m}
74.341, !- Vertex 3 X-coordinate {m}
42.367, !- Vertex 3 Y-coordinate {m}
0, !- Vertex 3 Z-coordinate {m}
74.341, !- Vertex 4 X-coordinate {m}
42.367, !- Vertex 4 Y-coordinate {m}
2.134, !- Vertex 4 Z-coordinate {m}
, !- Vertex 5 X-coordinate {m}
, !- Vertex 5 Y-coordinate {m}
, !- Vertex 5 Z-coordinate {m}
, !- Vertex 6 X-coordinate {m}
, !- Vertex 6 Y-coordinate {m}
, !- Vertex 6 Z-coordinate {m}
, !- Vertex 7 X-coordinate {m}
, !- Vertex 7 Y-coordinate {m}
, !- Vertex 7 Z-coordinate {m}
, !- Vertex 8 X-coordinate {m}
, !- Vertex 8 Y-coordinate {m}
, !- Vertex 8 Z-coordinate {m}
, !- Vertex 9 X-coordinate {m}
, !- Vertex 9 Y-coordinate {m}
, !- Vertex 9 Z-coordinate {m}
, !- Vertex 10 X-coordinate {m}
, !- Vertex 10 Y-coordinate {m}
, !- Vertex 10 Z-coordinate {m}
, !- Vertex 11 X-coordinate {m}
, !- Vertex 11 Y-coordinate {m}
, !- Vertex 11 Z-coordinate {m}
, !- Vertex 12 X-coordinate {m}
, !- Vertex 12 Y-coordinate {m}
, !- Vertex 12 Z-coordinate {m}
, !- Vertex 13 X-coordinate {m}
, !- Vertex 13 Y-coordinate {m}
, !- Vertex 13 Z-coordinate {m}
, !- Vertex 14 X-coordinate {m}
, !- Vertex 14 Y-coordinate {m}
, !- Vertex 14 Z-coordinate {m}
, !- Vertex 15 X-coordinate {m}
, !- Vertex 15 Y-coordinate {m}
, !- Vertex 15 Z-coordinate {m}
, !- Vertex 16 X-coordinate {m}
, !- Vertex 16 Y-coordinate {m}
, !- Vertex 16 Z-coordinate {m}
, !- Vertex 17 X-coordinate {m}
, !- Vertex 17 Y-coordinate {m}
, !- Vertex 17 Z-coordinate {m}
, !- Vertex 18 X-coordinate {m}
, !- Vertex 18 Y-coordinate {m}
, !- Vertex 18 Z-coordinate {m}
, !- Vertex 19 X-coordinate {m}
, !- Vertex 19 Y-coordinate {m}
, !- Vertex 19 Z-coordinate {m}
, !- Vertex 20 X-coordinate {m}
, !- Vertex 20 Y-coordinate {m}
; !- Vertex 20 Z-coordinate {m}
BuildingSurface:Detailed,
L1-101-SalesCirculation5_Srf_13, !- Name
Wall, !- Surface Type
Hole, !- Construction Name
L1-101-SalesCirculation5 Thermal Zone, !- Zone Name
Surface, !- Outside Boundary Condition
L1-124-SpecialtyService_Srf_7, !- Outside Boundary Condition Object
NoSun, !- Sun Exposure
NoWind, !- Wind Exposure
, !- View Factor to Ground
4, !- Number of Vertices
74.341, !- Vertex 1 X-coordinate {m}
42.367, !- Vertex 1 Y-coordinate {m}
2.134, !- Vertex 1 Z-coordinate {m}
74.341, !- Vertex 2 X-coordinate {m}
42.367, !- Vertex 2 Y-coordinate {m}
0, !- Vertex 2 Z-coordinate {m}
74.341, !- Vertex 3 X-coordinate {m}
41.605, !- Vertex 3 Y-coordinate {m}
0, !- Vertex 3 Z-coordinate {m}
74.341, !- Vertex 4 X-coordinate {m}
41.605, !- Vertex 4 Y-coordinate {m}
2.134, !- Vertex 4 Z-coordinate {m}
, !- Vertex 5 X-coordinate {m}
, !- Vertex 5 Y-coordinate {m}
, !- Vertex 5 Z-coordinate {m}
, !- Vertex 6 X-coordinate {m}
, !- Vertex 6 Y-coordinate {m}
, !- Vertex 6 Z-coordinate {m}
, !- Vertex 7 X-coordinate {m}
, !- Vertex 7 Y-coordinate {m}
, !- Vertex 7 Z-coordinate {m}
, !- Vertex 8 X-coordinate {m}
, !- Vertex 8 Y-coordinate {m}
, !- Vertex 8 Z-coordinate {m}
, !- Vertex 9 X-coordinate {m}
, !- Vertex 9 Y-coordinate {m}
, !- Vertex 9 Z-coordinate {m}
, !- Vertex 10 X-coordinate {m}
, !- Vertex 10 Y-coordinate {m}
, !- Vertex 10 Z-coordinate {m}
, !- Vertex 11 X-coordinate {m}
, !- Vertex 11 Y-coordinate {m}
, !- Vertex 11 Z-coordinate {m}
, !- Vertex 12 X-coordinate {m}
, !- Vertex 12 Y-coordinate {m}
, !- Vertex 12 Z-coordinate {m}
, !- Vertex 13 X-coordinate {m}
, !- Vertex 13 Y-coordinate {m}
, !- Vertex 13 Z-coordinate {m}
, !- Vertex 14 X-coordinate {m}
, !- Vertex 14 Y-coordinate {m}
, !- Vertex 14 Z-coordinate {m}
, !- Vertex 15 X-coordinate {m}
, !- Vertex 15 Y-coordinate {m}
, !- Vertex 15 Z-coordinate {m}
, !- Vertex 16 X-coordinate {m}
, !- Vertex 16 Y-coordinate {m}
, !- Vertex 16 Z-coordinate {m}
, !- Vertex 17 X-coordinate {m}
, !- Vertex 17 Y-coordinate {m}
, !- Vertex 17 Z-coordinate {m}
, !- Vertex 18 X-coordinate {m}
, !- Vertex 18 Y-coordinate {m}
, !- Vertex 18 Z-coordinate {m}
, !- Vertex 19 X-coordinate {m}
, !- Vertex 19 Y-coordinate {m}
, !- Vertex 19 Z-coordinate {m}
, !- Vertex 20 X-coordinate {m}
, !- Vertex 20 Y-coordinate {m}
; !- Vertex 20 Z-coordinate {m}
BuildingSurface:Detailed,
L1-101-SalesCirculation5_Srf_14, !- Name
Wall, !- Surface Type
Hole, !- Construction Name
L1-101-SalesCirculation5 Thermal Zone, !- Zone Name
Surface, !- Outside Boundary Condition
L1-125-PreparedFoods1_Srf_3, !- Outside Boundary Condition Object
NoSun, !- Sun Exposure
NoWind, !- Wind Exposure
, !- View Factor to Ground
4, !- Number of Vertices
74.341, !- Vertex 1 X-coordinate {m}
41.605, !- Vertex 1 Y-coordinate {m}
2.134, !- Vertex 1 Z-coordinate {m}
74.341, !- Vertex 2 X-coordinate {m}
41.605, !- Vertex 2 Y-coordinate {m}
0, !- Vertex 2 Z-coordinate {m}
76.291, !- Vertex 3 X-coordinate {m}
41.605, !- Vertex 3 Y-coordinate {m}
0, !- Vertex 3 Z-coordinate {m}
76.291, !- Vertex 4 X-coordinate {m}
41.605, !- Vertex 4 Y-coordinate {m}
2.134, !- Vertex 4 Z-coordinate {m}
, !- Vertex 5 X-coordinate {m}
, !- Vertex 5 Y-coordinate {m}
, !- Vertex 5 Z-coordinate {m}
, !- Vertex 6 X-coordinate {m}
, !- Vertex 6 Y-coordinate {m}
, !- Vertex 6 Z-coordinate {m}
, !- Vertex 7 X-coordinate {m}
, !- Vertex 7 Y-coordinate {m}
, !- Vertex 7 Z-coordinate {m}
, !- Vertex 8 X-coordinate {m}
, !- Vertex 8 Y-coordinate {m}
, !- Vertex 8 Z-coordinate {m}
, !- Vertex 9 X-coordinate {m}
, !- Vertex 9 Y-coordinate {m}
, !- Vertex 9 Z-coordinate {m}
, !- Vertex 10 X-coordinate {m}
, !- Vertex 10 Y-coordinate {m}
, !- Vertex 10 Z-coordinate {m}
, !- Vertex 11 X-coordinate {m}
, !- Vertex 11 Y-coordinate {m}
, !- Vertex 11 Z-coordinate {m}
, !- Vertex 12 X-coordinate {m}
, !- Vertex 12 Y-coordinate {m}
, !- Vertex 12 Z-coordinate {m}
, !- Vertex 13 X-coordinate {m}
, !- Vertex 13 Y-coordinate {m}
, !- Vertex 13 Z-coordinate {m}
, !- Vertex 14 X-coordinate {m}
, !- Vertex 14 Y-coordinate {m}
, !- Vertex 14 Z-coordinate {m}
, !- Vertex 15 X-coordinate {m}
, !- Vertex 15 Y-coordinate {m}
, !- Vertex 15 Z-coordinate {m}
, !- Vertex 16 X-coordinate {m}
, !- Vertex 16 Y-coordinate {m}
, !- Vertex 16 Z-coordinate {m}
, !- Vertex 17 X-coordinate {m}
, !- Vertex 17 Y-coordinate {m}
, !- Vertex 17 Z-coordinate {m}
, !- Vertex 18 X-coordinate {m}
, !- Vertex 18 Y-coordinate {m}
, !- Vertex 18 Z-coordinate {m}
, !- Vertex 19 X-coordinate {m}
, !- Vertex 19 Y-coordinate {m}
, !- Vertex 19 Z-coordinate {m}
, !- Vertex 20 X-coordinate {m}
, !- Vertex 20 Y-coordinate {m}
; !- Vertex 20 Z-coordinate {m}
BuildingSurface:Detailed,
L1-101-SalesCirculation5_Srf_15, !- Name
Wall, !- Surface Type
Hole, !- Construction Name
L1-101-SalesCirculation5 Thermal Zone, !- Zone Name
Surface, !- Outside Boundary Condition
L1-101-SalesCirculation8_Srf_1, !- Outside Boundary Condition Object
NoSun, !- Sun Exposure
NoWind, !- Wind Exposure
, !- View Factor to Ground
4, !- Number of Vertices
76.291, !- Vertex 1 X-coordinate {m}
41.605, !- Vertex 1 Y-coordinate {m}
2.134, !- Vertex 1 Z-coordinate {m}
76.291, !- Vertex 2 X-coordinate {m}
41.605, !- Vertex 2 Y-coordinate {m}
0, !- Vertex 2 Z-coordinate {m}
77.337, !- Vertex 3 X-coordinate {m}
41.605, !- Vertex 3 Y-coordinate {m}
0, !- Vertex 3 Z-coordinate {m}
77.337, !- Vertex 4 X-coordinate {m}
41.605, !- Vertex 4 Y-coordinate {m}
2.134, !- Vertex 4 Z-coordinate {m}
, !- Vertex 5 X-coordinate {m}
, !- Vertex 5 Y-coordinate {m}
, !- Vertex 5 Z-coordinate {m}
, !- Vertex 6 X-coordinate {m}
, !- Vertex 6 Y-coordinate {m}
, !- Vertex 6 Z-coordinate {m}
, !- Vertex 7 X-coordinate {m}
, !- Vertex 7 Y-coordinate {m}
, !- Vertex 7 Z-coordinate {m}
, !- Vertex 8 X-coordinate {m}
, !- Vertex 8 Y-coordinate {m}
, !- Vertex 8 Z-coordinate {m}
, !- Vertex 9 X-coordinate {m}
, !- Vertex 9 Y-coordinate {m}
, !- Vertex 9 Z-coordinate {m}
, !- Vertex 10 X-coordinate {m}
, !- Vertex 10 Y-coordinate {m}
, !- Vertex 10 Z-coordinate {m}
, !- Vertex 11 X-coordinate {m}
, !- Vertex 11 Y-coordinate {m}
, !- Vertex 11 Z-coordinate {m}
, !- Vertex 12 X-coordinate {m}
, !- Vertex 12 Y-coordinate {m}
, !- Vertex 12 Z-coordinate {m}
, !- Vertex 13 X-coordinate {m}
, !- Vertex 13 Y-coordinate {m}
, !- Vertex 13 Z-coordinate {m}
, !- Vertex 14 X-coordinate {m}
, !- Vertex 14 Y-coordinate {m}
, !- Vertex 14 Z-coordinate {m}
, !- Vertex 15 X-coordinate {m}
, !- Vertex 15 Y-coordinate {m}
, !- Vertex 15 Z-coordinate {m}
, !- Vertex 16 X-coordinate {m}
, !- Vertex 16 Y-coordinate {m}
, !- Vertex 16 Z-coordinate {m}
, !- Vertex 17 X-coordinate {m}
, !- Vertex 17 Y-coordinate {m}
, !- Vertex 17 Z-coordinate {m}
, !- Vertex 18 X-coordinate {m}
, !- Vertex 18 Y-coordinate {m}
, !- Vertex 18 Z-coordinate {m}
, !- Vertex 19 X-coordinate {m}
, !- Vertex 19 Y-coordinate {m}
, !- Vertex 19 Z-coordinate {m}
, !- Vertex 20 X-coordinate {m}
, !- Vertex 20 Y-coordinate {m}
; !- Vertex 20 Z-coordinate {m}
BuildingSurface:Detailed,
L1-101-SalesCirculation5_Srf_16, !- Name
Wall, !- Surface Type
Hole, !- Construction Name
L1-101-SalesCirculation5 Thermal Zone, !- Zone Name
Surface, !- Outside Boundary Condition
L1-101-SalesRefrigerationReachInPrepared_Srf_5, !- Outside Boundary Condition Object
NoSun, !- Sun Exposure
NoWind, !- Wind Exposure
, !- View Factor to Ground
4, !- Number of Vertices
77.337, !- Vertex 1 X-coordinate {m}
41.605, !- Vertex 1 Y-coordinate {m}
2.134, !- Vertex 1 Z-coordinate {m}
77.337, !- Vertex 2 X-coordinate {m}
41.605, !- Vertex 2 Y-coordinate {m}
0, !- Vertex 2 Z-coordinate {m}
77.337, !- Vertex 3 X-coordinate {m}
44.075, !- Vertex 3 Y-coordinate {m}
0, !- Vertex 3 Z-coordinate {m}
77.337, !- Vertex 4 X-coordinate {m}
44.075, !- Vertex 4 Y-coordinate {m}
2.134, !- Vertex 4 Z-coordinate {m}
, !- Vertex 5 X-coordinate {m}
, !- Vertex 5 Y-coordinate {m}
, !- Vertex 5 Z-coordinate {m}
, !- Vertex 6 X-coordinate {m}
, !- Vertex 6 Y-coordinate {m}
, !- Vertex 6 Z-coordinate {m}
, !- Vertex 7 X-coordinate {m}
, !- Vertex 7 Y-coordinate {m}
, !- Vertex 7 Z-coordinate {m}
, !- Vertex 8 X-coordinate {m}
, !- Vertex 8 Y-coordinate {m}
, !- Vertex 8 Z-coordinate {m}
, !- Vertex 9 X-coordinate {m}
, !- Vertex 9 Y-coordinate {m}
, !- Vertex 9 Z-coordinate {m}
, !- Vertex 10 X-coordinate {m}
, !- Vertex 10 Y-coordinate {m}
, !- Vertex 10 Z-coordinate {m}
, !- Vertex 11 X-coordinate {m}
, !- Vertex 11 Y-coordinate {m}
, !- Vertex 11 Z-coordinate {m}
, !- Vertex 12 X-coordinate {m}
, !- Vertex 12 Y-coordinate {m}
, !- Vertex 12 Z-coordinate {m}
, !- Vertex 13 X-coordinate {m}
, !- Vertex 13 Y-coordinate {m}
, !- Vertex 13 Z-coordinate {m}
, !- Vertex 14 X-coordinate {m}
, !- Vertex 14 Y-coordinate {m}
, !- Vertex 14 Z-coordinate {m}
, !- Vertex 15 X-coordinate {m}
, !- Vertex 15 Y-coordinate {m}
, !- Vertex 15 Z-coordinate {m}
, !- Vertex 16 X-coordinate {m}
, !- Vertex 16 Y-coordinate {m}
, !- Vertex 16 Z-coordinate {m}
, !- Vertex 17 X-coordinate {m}
, !- Vertex 17 Y-coordinate {m}
, !- Vertex 17 Z-coordinate {m}
, !- Vertex 18 X-coordinate {m}
, !- Vertex 18 Y-coordinate {m}
, !- Vertex 18 Z-coordinate {m}
, !- Vertex 19 X-coordinate {m}
, !- Vertex 19 Y-coordinate {m}
, !- Vertex 19 Z-coordinate {m}
, !- Vertex 20 X-coordinate {m}
, !- Vertex 20 Y-coordinate {m}
; !- Vertex 20 Z-coordinate {m}
BuildingSurface:Detailed,
L1-101-SalesCirculation5_Srf_17, !- Name
Roof, !- Surface Type
Roof_BOH, !- Construction Name
L1-101-SalesCirculation5 Thermal Zone, !- Zone Name
Outdoors, !- Outside Boundary Condition
, !- Outside Boundary Condition Object
SunExposed, !- Sun Exposure
WindExposed, !- Wind Exposure
, !- View Factor to Ground
10, !- Number of Vertices
72.847, !- Vertex 1 X-coordinate {m}
53.584, !- Vertex 1 Y-coordinate {m}
2.134, !- Vertex 1 Z-coordinate {m}
72.847, !- Vertex 2 X-coordinate {m}
50.902, !- Vertex 2 Y-coordinate {m}
2.134, !- Vertex 2 Z-coordinate {m}
73.548, !- Vertex 3 X-coordinate {m}
50.902, !- Vertex 3 Y-coordinate {m}
2.134, !- Vertex 3 Z-coordinate {m}
73.548, !- Vertex 4 X-coordinate {m}
47.366, !- Vertex 4 Y-coordinate {m}
2.134, !- Vertex 4 Z-coordinate {m}
74.341, !- Vertex 5 X-coordinate {m}
47.366, !- Vertex 5 Y-coordinate {m}
2.134, !- Vertex 5 Z-coordinate {m}
74.341, !- Vertex 6 X-coordinate {m}
41.605, !- Vertex 6 Y-coordinate {m}
2.134, !- Vertex 6 Z-coordinate {m}
77.337, !- Vertex 7 X-coordinate {m}
41.605, !- Vertex 7 Y-coordinate {m}
2.134, !- Vertex 7 Z-coordinate {m}
77.337, !- Vertex 8 X-coordinate {m}
49.865, !- Vertex 8 Y-coordinate {m}
2.134, !- Vertex 8 Z-coordinate {m}
76.566, !- Vertex 9 X-coordinate {m}
49.865, !- Vertex 9 Y-coordinate {m}
2.134, !- Vertex 9 Z-coordinate {m}
76.566, !- Vertex 10 X-coordinate {m}
53.584, !- Vertex 10 Y-coordinate {m}
2.134, !- Vertex 10 Z-coordinate {m}
, !- Vertex 11 X-coordinate {m}
, !- Vertex 11 Y-coordinate {m}
, !- Vertex 11 Z-coordinate {m}
, !- Vertex 12 X-coordinate {m}
, !- Vertex 12 Y-coordinate {m}
, !- Vertex 12 Z-coordinate {m}
, !- Vertex 13 X-coordinate {m}
, !- Vertex 13 Y-coordinate {m}
, !- Vertex 13 Z-coordinate {m}
, !- Vertex 14 X-coordinate {m}
, !- Vertex 14 Y-coordinate {m}
, !- Vertex 14 Z-coordinate {m}
, !- Vertex 15 X-coordinate {m}
, !- Vertex 15 Y-coordinate {m}
, !- Vertex 15 Z-coordinate {m}
, !- Vertex 16 X-coordinate {m}
, !- Vertex 16 Y-coordinate {m}
, !- Vertex 16 Z-coordinate {m}
, !- Vertex 17 X-coordinate {m}
, !- Vertex 17 Y-coordinate {m}
, !- Vertex 17 Z-coordinate {m}
, !- Vertex 18 X-coordinate {m}
, !- Vertex 18 Y-coordinate {m}
, !- Vertex 18 Z-coordinate {m}
, !- Vertex 19 X-coordinate {m}
, !- Vertex 19 Y-coordinate {m}
, !- Vertex 19 Z-coordinate {m}
, !- Vertex 20 X-coordinate {m}
, !- Vertex 20 Y-coordinate {m}
; !- Vertex 20 Z-coordinate {m}
BuildingSurface:Detailed,
L1-101-SalesCirculation5_Srf_2, !- Name
Wall, !- Surface Type
Hole, !- Construction Name
L1-101-SalesCirculation5 Thermal Zone, !- Zone Name
Surface, !- Outside Boundary Condition
L1-123-Stairs_Srf_4, !- Outside Boundary Condition Object
NoSun, !- Sun Exposure
NoWind, !- Wind Exposure
, !- View Factor to Ground
4, !- Number of Vertices
77.337, !- Vertex 1 X-coordinate {m}
49.865, !- Vertex 1 Y-coordinate {m}
2.134, !- Vertex 1 Z-coordinate {m}
77.337, !- Vertex 2 X-coordinate {m}
49.865, !- Vertex 2 Y-coordinate {m}
0, !- Vertex 2 Z-coordinate {m}
76.566, !- Vertex 3 X-coordinate {m}
49.865, !- Vertex 3 Y-coordinate {m}
0, !- Vertex 3 Z-coordinate {m}
76.566, !- Vertex 4 X-coordinate {m}
49.865, !- Vertex 4 Y-coordinate {m}
2.134, !- Vertex 4 Z-coordinate {m}
, !- Vertex 5 X-coordinate {m}
, !- Vertex 5 Y-coordinate {m}
, !- Vertex 5 Z-coordinate {m}
, !- Vertex 6 X-coordinate {m}
, !- Vertex 6 Y-coordinate {m}
, !- Vertex 6 Z-coordinate {m}
, !- Vertex 7 X-coordinate {m}
, !- Vertex 7 Y-coordinate {m}
, !- Vertex 7 Z-coordinate {m}
, !- Vertex 8 X-coordinate {m}
, !- Vertex 8 Y-coordinate {m}
, !- Vertex 8 Z-coordinate {m}
, !- Vertex 9 X-coordinate {m}
, !- Vertex 9 Y-coordinate {m}
, !- Vertex 9 Z-coordinate {m}
, !- Vertex 10 X-coordinate {m}
, !- Vertex 10 Y-coordinate {m}
, !- Vertex 10 Z-coordinate {m}
, !- Vertex 11 X-coordinate {m}
, !- Vertex 11 Y-coordinate {m}
, !- Vertex 11 Z-coordinate {m}
, !- Vertex 12 X-coordinate {m}
, !- Vertex 12 Y-coordinate {m}
, !- Vertex 12 Z-coordinate {m}
, !- Vertex 13 X-coordinate {m}
, !- Vertex 13 Y-coordinate {m}
, !- Vertex 13 Z-coordinate {m}
, !- Vertex 14 X-coordinate {m}
, !- Vertex 14 Y-coordinate {m}
, !- Vertex 14 Z-coordinate {m}
, !- Vertex 15 X-coordinate {m}
, !- Vertex 15 Y-coordinate {m}
, !- Vertex 15 Z-coordinate {m}
, !- Vertex 16 X-coordinate {m}
, !- Vertex 16 Y-coordinate {m}
, !- Vertex 16 Z-coordinate {m}
, !- Vertex 17 X-coordinate {m}
, !- Vertex 17 Y-coordinate {m}
, !- Vertex 17 Z-coordinate {m}
, !- Vertex 18 X-coordinate {m}
, !- Vertex 18 Y-coordinate {m}
, !- Vertex 18 Z-coordinate {m}
, !- Vertex 19 X-coordinate {m}
, !- Vertex 19 Y-coordinate {m}
, !- Vertex 19 Z-coordinate {m}
, !- Vertex 20 X-coordinate {m}
, !- Vertex 20 Y-coordinate {m}
; !- Vertex 20 Z-coordinate {m}
BuildingSurface:Detailed,
L1-101-SalesCirculation5_Srf_3, !- Name
Wall, !- Surface Type
Hole, !- Construction Name
L1-101-SalesCirculation5 Thermal Zone, !- Zone Name
Surface, !- Outside Boundary Condition
L1-123-Stairs_Srf_3, !- Outside Boundary Condition Object
NoSun, !- Sun Exposure
NoWind, !- Wind Exposure
, !- View Factor to Ground
4, !- Number of Vertices
76.566, !- Vertex 1 X-coordinate {m}
49.865, !- Vertex 1 Y-coordinate {m}
2.134, !- Vertex 1 Z-coordinate {m}
76.566, !- Vertex 2 X-coordinate {m}
49.865, !- Vertex 2 Y-coordinate {m}
0, !- Vertex 2 Z-coordinate {m}
76.566, !- Vertex 3 X-coordinate {m}
51.444, !- Vertex 3 Y-coordinate {m}
0, !- Vertex 3 Z-coordinate {m}
76.566, !- Vertex 4 X-coordinate {m}
51.444, !- Vertex 4 Y-coordinate {m}
2.134, !- Vertex 4 Z-coordinate {m}
, !- Vertex 5 X-coordinate {m}
, !- Vertex 5 Y-coordinate {m}
, !- Vertex 5 Z-coordinate {m}
, !- Vertex 6 X-coordinate {m}
, !- Vertex 6 Y-coordinate {m}
, !- Vertex 6 Z-coordinate {m}
, !- Vertex 7 X-coordinate {m}
, !- Vertex 7 Y-coordinate {m}
, !- Vertex 7 Z-coordinate {m}
, !- Vertex 8 X-coordinate {m}
, !- Vertex 8 Y-coordinate {m}
, !- Vertex 8 Z-coordinate {m}
, !- Vertex 9 X-coordinate {m}
, !- Vertex 9 Y-coordinate {m}
, !- Vertex 9 Z-coordinate {m}
, !- Vertex 10 X-coordinate {m}
, !- Vertex 10 Y-coordinate {m}
, !- Vertex 10 Z-coordinate {m}
, !- Vertex 11 X-coordinate {m}
, !- Vertex 11 Y-coordinate {m}
, !- Vertex 11 Z-coordinate {m}
, !- Vertex 12 X-coordinate {m}
, !- Vertex 12 Y-coordinate {m}
, !- Vertex 12 Z-coordinate {m}
, !- Vertex 13 X-coordinate {m}
, !- Vertex 13 Y-coordinate {m}
, !- Vertex 13 Z-coordinate {m}
, !- Vertex 14 X-coordinate {m}
, !- Vertex 14 Y-coordinate {m}
, !- Vertex 14 Z-coordinate {m}
, !- Vertex 15 X-coordinate {m}
, !- Vertex 15 Y-coordinate {m}
, !- Vertex 15 Z-coordinate {m}
, !- Vertex 16 X-coordinate {m}
, !- Vertex 16 Y-coordinate {m}
, !- Vertex 16 Z-coordinate {m}
, !- Vertex 17 X-coordinate {m}
, !- Vertex 17 Y-coordinate {m}
, !- Vertex 17 Z-coordinate {m}
, !- Vertex 18 X-coordinate {m}
, !- Vertex 18 Y-coordinate {m}
, !- Vertex 18 Z-coordinate {m}
, !- Vertex 19 X-coordinate {m}
, !- Vertex 19 Y-coordinate {m}
, !- Vertex 19 Z-coordinate {m}
, !- Vertex 20 X-coordinate {m}
, !- Vertex 20 Y-coordinate {m}
; !- Vertex 20 Z-coordinate {m}
BuildingSurface:Detailed,
L1-101-SalesCirculation5_Srf_4, !- Name
Wall, !- Surface Type
Hole, !- Construction Name
L1-101-SalesCirculation5 Thermal Zone, !- Zone Name
Surface, !- Outside Boundary Condition
L1-122-Corridor_Srf_4, !- Outside Boundary Condition Object
NoSun, !- Sun Exposure
NoWind, !- Wind Exposure
, !- View Factor to Ground
4, !- Number of Vertices
76.566, !- Vertex 1 X-coordinate {m}
51.444, !- Vertex 1 Y-coordinate {m}
2.134, !- Vertex 1 Z-coordinate {m}
76.566, !- Vertex 2 X-coordinate {m}
51.444, !- Vertex 2 Y-coordinate {m}
0, !- Vertex 2 Z-coordinate {m}
76.566, !- Vertex 3 X-coordinate {m}
53.584, !- Vertex 3 Y-coordinate {m}
0, !- Vertex 3 Z-coordinate {m}
76.566, !- Vertex 4 X-coordinate {m}
53.584, !- Vertex 4 Y-coordinate {m}
2.134, !- Vertex 4 Z-coordinate {m}
, !- Vertex 5 X-coordinate {m}
, !- Vertex 5 Y-coordinate {m}
, !- Vertex 5 Z-coordinate {m}
, !- Vertex 6 X-coordinate {m}
, !- Vertex 6 Y-coordinate {m}
, !- Vertex 6 Z-coordinate {m}
, !- Vertex 7 X-coordinate {m}
, !- Vertex 7 Y-coordinate {m}
, !- Vertex 7 Z-coordinate {m}
, !- Vertex 8 X-coordinate {m}
, !- Vertex 8 Y-coordinate {m}
, !- Vertex 8 Z-coordinate {m}
, !- Vertex 9 X-coordinate {m}
, !- Vertex 9 Y-coordinate {m}
, !- Vertex 9 Z-coordinate {m}
, !- Vertex 10 X-coordinate {m}
, !- Vertex 10 Y-coordinate {m}
, !- Vertex 10 Z-coordinate {m}
, !- Vertex 11 X-coordinate {m}
, !- Vertex 11 Y-coordinate {m}
, !- Vertex 11 Z-coordinate {m}
, !- Vertex 12 X-coordinate {m}
, !- Vertex 12 Y-coordinate {m}
, !- Vertex 12 Z-coordinate {m}
, !- Vertex 13 X-coordinate {m}
, !- Vertex 13 Y-coordinate {m}
, !- Vertex 13 Z-coordinate {m}
, !- Vertex 14 X-coordinate {m}
, !- Vertex 14 Y-coordinate {m}
, !- Vertex 14 Z-coordinate {m}
, !- Vertex 15 X-coordinate {m}
, !- Vertex 15 Y-coordinate {m}
, !- Vertex 15 Z-coordinate {m}
, !- Vertex 16 X-coordinate {m}
, !- Vertex 16 Y-coordinate {m}
, !- Vertex 16 Z-coordinate {m}
, !- Vertex 17 X-coordinate {m}
, !- Vertex 17 Y-coordinate {m}
, !- Vertex 17 Z-coordinate {m}
, !- Vertex 18 X-coordinate {m}
, !- Vertex 18 Y-coordinate {m}
, !- Vertex 18 Z-coordinate {m}
, !- Vertex 19 X-coordinate {m}
, !- Vertex 19 Y-coordinate {m}
, !- Vertex 19 Z-coordinate {m}
, !- Vertex 20 X-coordinate {m}
, !- Vertex 20 Y-coordinate {m}
; !- Vertex 20 Z-coordinate {m}
BuildingSurface:Detailed,
L1-101-SalesCirculation5_Srf_5, !- Name
Wall, !- Surface Type
Hole, !- Construction Name
L1-101-SalesCirculation5 Thermal Zone, !- Zone Name
Surface, !- Outside Boundary Condition
L1-121-Men_Srf_4, !- Outside Boundary Condition Object
NoSun, !- Sun Exposure
NoWind, !- Wind Exposure
, !- View Factor to Ground
4, !- Number of Vertices
76.566, !- Vertex 1 X-coordinate {m}
53.584, !- Vertex 1 Y-coordinate {m}
2.134, !- Vertex 1 Z-coordinate {m}
76.566, !- Vertex 2 X-coordinate {m}
53.584, !- Vertex 2 Y-coordinate {m}
0, !- Vertex 2 Z-coordinate {m}
74.219, !- Vertex 3 X-coordinate {m}
53.584, !- Vertex 3 Y-coordinate {m}
0, !- Vertex 3 Z-coordinate {m}
74.219, !- Vertex 4 X-coordinate {m}
53.584, !- Vertex 4 Y-coordinate {m}
2.134, !- Vertex 4 Z-coordinate {m}
, !- Vertex 5 X-coordinate {m}
, !- Vertex 5 Y-coordinate {m}
, !- Vertex 5 Z-coordinate {m}
, !- Vertex 6 X-coordinate {m}
, !- Vertex 6 Y-coordinate {m}
, !- Vertex 6 Z-coordinate {m}
, !- Vertex 7 X-coordinate {m}
, !- Vertex 7 Y-coordinate {m}
, !- Vertex 7 Z-coordinate {m}
, !- Vertex 8 X-coordinate {m}
, !- Vertex 8 Y-coordinate {m}
, !- Vertex 8 Z-coordinate {m}
, !- Vertex 9 X-coordinate {m}
, !- Vertex 9 Y-coordinate {m}
, !- Vertex 9 Z-coordinate {m}
, !- Vertex 10 X-coordinate {m}
, !- Vertex 10 Y-coordinate {m}
, !- Vertex 10 Z-coordinate {m}
, !- Vertex 11 X-coordinate {m}
, !- Vertex 11 Y-coordinate {m}
, !- Vertex 11 Z-coordinate {m}
, !- Vertex 12 X-coordinate {m}
, !- Vertex 12 Y-coordinate {m}
, !- Vertex 12 Z-coordinate {m}
, !- Vertex 13 X-coordinate {m}
, !- Vertex 13 Y-coordinate {m}
, !- Vertex 13 Z-coordinate {m}
, !- Vertex 14 X-coordinate {m}
, !- Vertex 14 Y-coordinate {m}
, !- Vertex 14 Z-coordinate {m}
, !- Vertex 15 X-coordinate {m}
, !- Vertex 15 Y-coordinate {m}
, !- Vertex 15 Z-coordinate {m}
, !- Vertex 16 X-coordinate {m}
, !- Vertex 16 Y-coordinate {m}
, !- Vertex 16 Z-coordinate {m}
, !- Vertex 17 X-coordinate {m}
, !- Vertex 17 Y-coordinate {m}
, !- Vertex 17 Z-coordinate {m}
, !- Vertex 18 X-coordinate {m}
, !- Vertex 18 Y-coordinate {m}
, !- Vertex 18 Z-coordinate {m}
, !- Vertex 19 X-coordinate {m}
, !- Vertex 19 Y-coordinate {m}
, !- Vertex 19 Z-coordinate {m}
, !- Vertex 20 X-coordinate {m}
, !- Vertex 20 Y-coordinate {m}
; !- Vertex 20 Z-coordinate {m}
BuildingSurface:Detailed,
L1-101-SalesCirculation5_Srf_6, !- Name
Wall, !- Surface Type
Hole, !- Construction Name
L1-101-SalesCirculation5 Thermal Zone, !- Zone Name
Surface, !- Outside Boundary Condition
L1-101-SalesCirculation4_Srf_23, !- Outside Boundary Condition Object
NoSun, !- Sun Exposure
NoWind, !- Wind Exposure
, !- View Factor to Ground
4, !- Number of Vertices
74.219, !- Vertex 1 X-coordinate {m}
53.584, !- Vertex 1 Y-coordinate {m}
2.134, !- Vertex 1 Z-coordinate {m}
74.219, !- Vertex 2 X-coordinate {m}
53.584, !- Vertex 2 Y-coordinate {m}
0, !- Vertex 2 Z-coordinate {m}
72.847, !- Vertex 3 X-coordinate {m}
53.584, !- Vertex 3 Y-coordinate {m}
0, !- Vertex 3 Z-coordinate {m}
72.847, !- Vertex 4 X-coordinate {m}
53.584, !- Vertex 4 Y-coordinate {m}
2.134, !- Vertex 4 Z-coordinate {m}
, !- Vertex 5 X-coordinate {m}
, !- Vertex 5 Y-coordinate {m}
, !- Vertex 5 Z-coordinate {m}
, !- Vertex 6 X-coordinate {m}
, !- Vertex 6 Y-coordinate {m}
, !- Vertex 6 Z-coordinate {m}
, !- Vertex 7 X-coordinate {m}
, !- Vertex 7 Y-coordinate {m}
, !- Vertex 7 Z-coordinate {m}
, !- Vertex 8 X-coordinate {m}
, !- Vertex 8 Y-coordinate {m}
, !- Vertex 8 Z-coordinate {m}
, !- Vertex 9 X-coordinate {m}
, !- Vertex 9 Y-coordinate {m}
, !- Vertex 9 Z-coordinate {m}
, !- Vertex 10 X-coordinate {m}
, !- Vertex 10 Y-coordinate {m}
, !- Vertex 10 Z-coordinate {m}
, !- Vertex 11 X-coordinate {m}
, !- Vertex 11 Y-coordinate {m}
, !- Vertex 11 Z-coordinate {m}
, !- Vertex 12 X-coordinate {m}
, !- Vertex 12 Y-coordinate {m}
, !- Vertex 12 Z-coordinate {m}
, !- Vertex 13 X-coordinate {m}
, !- Vertex 13 Y-coordinate {m}
, !- Vertex 13 Z-coordinate {m}
, !- Vertex 14 X-coordinate {m}
, !- Vertex 14 Y-coordinate {m}
, !- Vertex 14 Z-coordinate {m}
, !- Vertex 15 X-coordinate {m}
, !- Vertex 15 Y-coordinate {m}
, !- Vertex 15 Z-coordinate {m}
, !- Vertex 16 X-coordinate {m}
, !- Vertex 16 Y-coordinate {m}
, !- Vertex 16 Z-coordinate {m}
, !- Vertex 17 X-coordinate {m}
, !- Vertex 17 Y-coordinate {m}
, !- Vertex 17 Z-coordinate {m}
, !- Vertex 18 X-coordinate {m}
, !- Vertex 18 Y-coordinate {m}
, !- Vertex 18 Z-coordinate {m}
, !- Vertex 19 X-coordinate {m}
, !- Vertex 19 Y-coordinate {m}
, !- Vertex 19 Z-coordinate {m}
, !- Vertex 20 X-coordinate {m}
, !- Vertex 20 Y-coordinate {m}
; !- Vertex 20 Z-coordinate {m}
BuildingSurface:Detailed,
L1-101-SalesCirculation5_Srf_7, !- Name
Wall, !- Surface Type
Hole, !- Construction Name
L1-101-SalesCirculation5 Thermal Zone, !- Zone Name
Surface, !- Outside Boundary Condition
L1-101-SalesWine_Srf_3, !- Outside Boundary Condition Object
NoSun, !- Sun Exposure
NoWind, !- Wind Exposure
, !- View Factor to Ground
4, !- Number of Vertices
72.847, !- Vertex 1 X-coordinate {m}
53.584, !- Vertex 1 Y-coordinate {m}
2.134, !- Vertex 1 Z-coordinate {m}
72.847, !- Vertex 2 X-coordinate {m}
53.584, !- Vertex 2 Y-coordinate {m}
0, !- Vertex 2 Z-coordinate {m}
72.847, !- Vertex 3 X-coordinate {m}
50.902, !- Vertex 3 Y-coordinate {m}
0, !- Vertex 3 Z-coordinate {m}
72.847, !- Vertex 4 X-coordinate {m}
50.902, !- Vertex 4 Y-coordinate {m}
2.134, !- Vertex 4 Z-coordinate {m}
, !- Vertex 5 X-coordinate {m}
, !- Vertex 5 Y-coordinate {m}
, !- Vertex 5 Z-coordinate {m}
, !- Vertex 6 X-coordinate {m}
, !- Vertex 6 Y-coordinate {m}
, !- Vertex 6 Z-coordinate {m}
, !- Vertex 7 X-coordinate {m}
, !- Vertex 7 Y-coordinate {m}
, !- Vertex 7 Z-coordinate {m}
, !- Vertex 8 X-coordinate {m}
, !- Vertex 8 Y-coordinate {m}
, !- Vertex 8 Z-coordinate {m}
, !- Vertex 9 X-coordinate {m}
, !- Vertex 9 Y-coordinate {m}
, !- Vertex 9 Z-coordinate {m}
, !- Vertex 10 X-coordinate {m}
, !- Vertex 10 Y-coordinate {m}
, !- Vertex 10 Z-coordinate {m}
, !- Vertex 11 X-coordinate {m}
, !- Vertex 11 Y-coordinate {m}
, !- Vertex 11 Z-coordinate {m}
, !- Vertex 12 X-coordinate {m}
, !- Vertex 12 Y-coordinate {m}
, !- Vertex 12 Z-coordinate {m}
, !- Vertex 13 X-coordinate {m}
, !- Vertex 13 Y-coordinate {m}
, !- Vertex 13 Z-coordinate {m}
, !- Vertex 14 X-coordinate {m}
, !- Vertex 14 Y-coordinate {m}
, !- Vertex 14 Z-coordinate {m}
, !- Vertex 15 X-coordinate {m}
, !- Vertex 15 Y-coordinate {m}
, !- Vertex 15 Z-coordinate {m}
, !- Vertex 16 X-coordinate {m}
, !- Vertex 16 Y-coordinate {m}
, !- Vertex 16 Z-coordinate {m}
, !- Vertex 17 X-coordinate {m}
, !- Vertex 17 Y-coordinate {m}
, !- Vertex 17 Z-coordinate {m}
, !- Vertex 18 X-coordinate {m}
, !- Vertex 18 Y-coordinate {m}
, !- Vertex 18 Z-coordinate {m}
, !- Vertex 19 X-coordinate {m}
, !- Vertex 19 Y-coordinate {m}
, !- Vertex 19 Z-coordinate {m}
, !- Vertex 20 X-coordinate {m}
, !- Vertex 20 Y-coordinate {m}
; !- Vertex 20 Z-coordinate {m}
BuildingSurface:Detailed,
L1-101-SalesCirculation5_Srf_8, !- Name
Wall, !- Surface Type
Hole, !- Construction Name
L1-101-SalesCirculation5 Thermal Zone, !- Zone Name
Surface, !- Outside Boundary Condition
L1-101-SalesCirculation6_Srf_5, !- Outside Boundary Condition Object
NoSun, !- Sun Exposure
NoWind, !- Wind Exposure
, !- View Factor to Ground
4, !- Number of Vertices
72.847, !- Vertex 1 X-coordinate {m}
50.902, !- Vertex 1 Y-coordinate {m}
2.134, !- Vertex 1 Z-coordinate {m}
72.847, !- Vertex 2 X-coordinate {m}
50.902, !- Vertex 2 Y-coordinate {m}
0, !- Vertex 2 Z-coordinate {m}
73.548, !- Vertex 3 X-coordinate {m}
50.902, !- Vertex 3 Y-coordinate {m}
0, !- Vertex 3 Z-coordinate {m}
73.548, !- Vertex 4 X-coordinate {m}
50.902, !- Vertex 4 Y-coordinate {m}
2.134, !- Vertex 4 Z-coordinate {m}
, !- Vertex 5 X-coordinate {m}
, !- Vertex 5 Y-coordinate {m}
, !- Vertex 5 Z-coordinate {m}
, !- Vertex 6 X-coordinate {m}
, !- Vertex 6 Y-coordinate {m}
, !- Vertex 6 Z-coordinate {m}
, !- Vertex 7 X-coordinate {m}
, !- Vertex 7 Y-coordinate {m}
, !- Vertex 7 Z-coordinate {m}
, !- Vertex 8 X-coordinate {m}
, !- Vertex 8 Y-coordinate {m}
, !- Vertex 8 Z-coordinate {m}
, !- Vertex 9 X-coordinate {m}
, !- Vertex 9 Y-coordinate {m}
, !- Vertex 9 Z-coordinate {m}
, !- Vertex 10 X-coordinate {m}
, !- Vertex 10 Y-coordinate {m}
, !- Vertex 10 Z-coordinate {m}
, !- Vertex 11 X-coordinate {m}
, !- Vertex 11 Y-coordinate {m}
, !- Vertex 11 Z-coordinate {m}
, !- Vertex 12 X-coordinate {m}
, !- Vertex 12 Y-coordinate {m}
, !- Vertex 12 Z-coordinate {m}
, !- Vertex 13 X-coordinate {m}
, !- Vertex 13 Y-coordinate {m}
, !- Vertex 13 Z-coordinate {m}
, !- Vertex 14 X-coordinate {m}
, !- Vertex 14 Y-coordinate {m}
, !- Vertex 14 Z-coordinate {m}
, !- Vertex 15 X-coordinate {m}
, !- Vertex 15 Y-coordinate {m}
, !- Vertex 15 Z-coordinate {m}
, !- Vertex 16 X-coordinate {m}
, !- Vertex 16 Y-coordinate {m}
, !- Vertex 16 Z-coordinate {m}
, !- Vertex 17 X-coordinate {m}
, !- Vertex 17 Y-coordinate {m}
, !- Vertex 17 Z-coordinate {m}
, !- Vertex 18 X-coordinate {m}
, !- Vertex 18 Y-coordinate {m}
, !- Vertex 18 Z-coordinate {m}
, !- Vertex 19 X-coordinate {m}
, !- Vertex 19 Y-coordinate {m}
, !- Vertex 19 Z-coordinate {m}
, !- Vertex 20 X-coordinate {m}
, !- Vertex 20 Y-coordinate {m}
; !- Vertex 20 Z-coordinate {m}
BuildingSurface:Detailed,
L1-101-SalesCirculation5_Srf_9, !- Name
Wall, !- Surface Type
Hole, !- Construction Name
L1-101-SalesCirculation5 Thermal Zone, !- Zone Name
Surface, !- Outside Boundary Condition
L1-101-SalesCirculation6_Srf_4, !- Outside Boundary Condition Object
NoSun, !- Sun Exposure
NoWind, !- Wind Exposure
, !- View Factor to Ground
4, !- Number of Vertices
73.548, !- Vertex 1 X-coordinate {m}
50.902, !- Vertex 1 Y-coordinate {m}
2.134, !- Vertex 1 Z-coordinate {m}
73.548, !- Vertex 2 X-coordinate {m}
50.902, !- Vertex 2 Y-coordinate {m}
0, !- Vertex 2 Z-coordinate {m}
73.548, !- Vertex 3 X-coordinate {m}
48.463, !- Vertex 3 Y-coordinate {m}
0, !- Vertex 3 Z-coordinate {m}
73.548, !- Vertex 4 X-coordinate {m}
48.463, !- Vertex 4 Y-coordinate {m}
2.134, !- Vertex 4 Z-coordinate {m}
, !- Vertex 5 X-coordinate {m}
, !- Vertex 5 Y-coordinate {m}
, !- Vertex 5 Z-coordinate {m}
, !- Vertex 6 X-coordinate {m}
, !- Vertex 6 Y-coordinate {m}
, !- Vertex 6 Z-coordinate {m}
, !- Vertex 7 X-coordinate {m}
, !- Vertex 7 Y-coordinate {m}
, !- Vertex 7 Z-coordinate {m}
, !- Vertex 8 X-coordinate {m}
, !- Vertex 8 Y-coordinate {m}
, !- Vertex 8 Z-coordinate {m}
, !- Vertex 9 X-coordinate {m}
, !- Vertex 9 Y-coordinate {m}
, !- Vertex 9 Z-coordinate {m}
, !- Vertex 10 X-coordinate {m}
, !- Vertex 10 Y-coordinate {m}
, !- Vertex 10 Z-coordinate {m}
, !- Vertex 11 X-coordinate {m}
, !- Vertex 11 Y-coordinate {m}
, !- Vertex 11 Z-coordinate {m}
, !- Vertex 12 X-coordinate {m}
, !- Vertex 12 Y-coordinate {m}
, !- Vertex 12 Z-coordinate {m}
, !- Vertex 13 X-coordinate {m}
, !- Vertex 13 Y-coordinate {m}
, !- Vertex 13 Z-coordinate {m}
, !- Vertex 14 X-coordinate {m}
, !- Vertex 14 Y-coordinate {m}
, !- Vertex 14 Z-coordinate {m}
, !- Vertex 15 X-coordinate {m}
, !- Vertex 15 Y-coordinate {m}
, !- Vertex 15 Z-coordinate {m}
, !- Vertex 16 X-coordinate {m}
, !- Vertex 16 Y-coordinate {m}
, !- Vertex 16 Z-coordinate {m}
, !- Vertex 17 X-coordinate {m}
, !- Vertex 17 Y-coordinate {m}
, !- Vertex 17 Z-coordinate {m}
, !- Vertex 18 X-coordinate {m}
, !- Vertex 18 Y-coordinate {m}
, !- Vertex 18 Z-coordinate {m}
, !- Vertex 19 X-coordinate {m}
, !- Vertex 19 Y-coordinate {m}
, !- Vertex 19 Z-coordinate {m}
, !- Vertex 20 X-coordinate {m}
, !- Vertex 20 Y-coordinate {m}
; !- Vertex 20 Z-coordinate {m}
BuildingSurface:Detailed,
L1-101-SalesCirculation6_Srf_0, !- Name
Floor, !- Surface Type
Hole, !- Construction Name
L1-101-SalesCirculation6 Thermal Zone, !- Zone Name
ground, !- Outside Boundary Condition
, !- Outside Boundary Condition Object
NoSun, !- Sun Exposure
NoWind, !- Wind Exposure
, !- View Factor to Ground
6, !- Number of Vertices
73.548, !- Vertex 1 X-coordinate {m}
50.902, !- Vertex 1 Y-coordinate {m}
0, !- Vertex 1 Z-coordinate {m}
73.548, !- Vertex 2 X-coordinate {m}
48.463, !- Vertex 2 Y-coordinate {m}
0, !- Vertex 2 Z-coordinate {m}
69.769, !- Vertex 3 X-coordinate {m}
48.463, !- Vertex 3 Y-coordinate {m}
0, !- Vertex 3 Z-coordinate {m}
69.769, !- Vertex 4 X-coordinate {m}
41.605, !- Vertex 4 Y-coordinate {m}
0, !- Vertex 4 Z-coordinate {m}
68.001, !- Vertex 5 X-coordinate {m}
41.605, !- Vertex 5 Y-coordinate {m}
0, !- Vertex 5 Z-coordinate {m}
68.001, !- Vertex 6 X-coordinate {m}
50.902, !- Vertex 6 Y-coordinate {m}
0, !- Vertex 6 Z-coordinate {m}
, !- Vertex 7 X-coordinate {m}
, !- Vertex 7 Y-coordinate {m}
, !- Vertex 7 Z-coordinate {m}
, !- Vertex 8 X-coordinate {m}
, !- Vertex 8 Y-coordinate {m}
, !- Vertex 8 Z-coordinate {m}
, !- Vertex 9 X-coordinate {m}
, !- Vertex 9 Y-coordinate {m}
, !- Vertex 9 Z-coordinate {m}
, !- Vertex 10 X-coordinate {m}
, !- Vertex 10 Y-coordinate {m}
, !- Vertex 10 Z-coordinate {m}
, !- Vertex 11 X-coordinate {m}
, !- Vertex 11 Y-coordinate {m}
, !- Vertex 11 Z-coordinate {m}
, !- Vertex 12 X-coordinate {m}
, !- Vertex 12 Y-coordinate {m}
, !- Vertex 12 Z-coordinate {m}
, !- Vertex 13 X-coordinate {m}
, !- Vertex 13 Y-coordinate {m}
, !- Vertex 13 Z-coordinate {m}
, !- Vertex 14 X-coordinate {m}
, !- Vertex 14 Y-coordinate {m}
, !- Vertex 14 Z-coordinate {m}
, !- Vertex 15 X-coordinate {m}
, !- Vertex 15 Y-coordinate {m}
, !- Vertex 15 Z-coordinate {m}
, !- Vertex 16 X-coordinate {m}
, !- Vertex 16 Y-coordinate {m}
, !- Vertex 16 Z-coordinate {m}
, !- Vertex 17 X-coordinate {m}
, !- Vertex 17 Y-coordinate {m}
, !- Vertex 17 Z-coordinate {m}
, !- Vertex 18 X-coordinate {m}
, !- Vertex 18 Y-coordinate {m}
, !- Vertex 18 Z-coordinate {m}
, !- Vertex 19 X-coordinate {m}
, !- Vertex 19 Y-coordinate {m}
, !- Vertex 19 Z-coordinate {m}
, !- Vertex 20 X-coordinate {m}
, !- Vertex 20 Y-coordinate {m}
; !- Vertex 20 Z-coordinate {m}
BuildingSurface:Detailed,
L1-101-SalesCirculation6_Srf_1, !- Name
Wall, !- Surface Type
Hole, !- Construction Name
L1-101-SalesCirculation6 Thermal Zone, !- Zone Name
Surface, !- Outside Boundary Condition
L1-125-PreparedFoods1_Srf_5, !- Outside Boundary Condition Object
NoSun, !- Sun Exposure
NoWind, !- Wind Exposure
, !- View Factor to Ground
4, !- Number of Vertices
69.129, !- Vertex 1 X-coordinate {m}
41.605, !- Vertex 1 Y-coordinate {m}
2.134, !- Vertex 1 Z-coordinate {m}
69.129, !- Vertex 2 X-coordinate {m}
41.605, !- Vertex 2 Y-coordinate {m}
0, !- Vertex 2 Z-coordinate {m}
69.769, !- Vertex 3 X-coordinate {m}
41.605, !- Vertex 3 Y-coordinate {m}
0, !- Vertex 3 Z-coordinate {m}
69.769, !- Vertex 4 X-coordinate {m}
41.605, !- Vertex 4 Y-coordinate {m}
2.134, !- Vertex 4 Z-coordinate {m}
, !- Vertex 5 X-coordinate {m}
, !- Vertex 5 Y-coordinate {m}
, !- Vertex 5 Z-coordinate {m}
, !- Vertex 6 X-coordinate {m}
, !- Vertex 6 Y-coordinate {m}
, !- Vertex 6 Z-coordinate {m}
, !- Vertex 7 X-coordinate {m}
, !- Vertex 7 Y-coordinate {m}
, !- Vertex 7 Z-coordinate {m}
, !- Vertex 8 X-coordinate {m}
, !- Vertex 8 Y-coordinate {m}
, !- Vertex 8 Z-coordinate {m}
, !- Vertex 9 X-coordinate {m}
, !- Vertex 9 Y-coordinate {m}
, !- Vertex 9 Z-coordinate {m}
, !- Vertex 10 X-coordinate {m}
, !- Vertex 10 Y-coordinate {m}
, !- Vertex 10 Z-coordinate {m}
, !- Vertex 11 X-coordinate {m}
, !- Vertex 11 Y-coordinate {m}
, !- Vertex 11 Z-coordinate {m}
, !- Vertex 12 X-coordinate {m}
, !- Vertex 12 Y-coordinate {m}
, !- Vertex 12 Z-coordinate {m}
, !- Vertex 13 X-coordinate {m}
, !- Vertex 13 Y-coordinate {m}
, !- Vertex 13 Z-coordinate {m}
, !- Vertex 14 X-coordinate {m}
, !- Vertex 14 Y-coordinate {m}
, !- Vertex 14 Z-coordinate {m}
, !- Vertex 15 X-coordinate {m}
, !- Vertex 15 Y-coordinate {m}
, !- Vertex 15 Z-coordinate {m}
, !- Vertex 16 X-coordinate {m}
, !- Vertex 16 Y-coordinate {m}
, !- Vertex 16 Z-coordinate {m}
, !- Vertex 17 X-coordinate {m}
, !- Vertex 17 Y-coordinate {m}
, !- Vertex 17 Z-coordinate {m}
, !- Vertex 18 X-coordinate {m}
, !- Vertex 18 Y-coordinate {m}
, !- Vertex 18 Z-coordinate {m}
, !- Vertex 19 X-coordinate {m}
, !- Vertex 19 Y-coordinate {m}
, !- Vertex 19 Z-coordinate {m}
, !- Vertex 20 X-coordinate {m}
, !- Vertex 20 Y-coordinate {m}
; !- Vertex 20 Z-coordinate {m}
BuildingSurface:Detailed,
L1-101-SalesCirculation6_Srf_2, !- Name
Wall, !- Surface Type
Hole, !- Construction Name
L1-101-SalesCirculation6 Thermal Zone, !- Zone Name
Surface, !- Outside Boundary Condition
L1-124-SpecialtyService_Srf_5, !- Outside Boundary Condition Object
NoSun, !- Sun Exposure
NoWind, !- Wind Exposure
, !- View Factor to Ground
4, !- Number of Vertices
69.769, !- Vertex 1 X-coordinate {m}
41.605, !- Vertex 1 Y-coordinate {m}
2.134, !- Vertex 1 Z-coordinate {m}
69.769, !- Vertex 2 X-coordinate {m}
41.605, !- Vertex 2 Y-coordinate {m}
0, !- Vertex 2 Z-coordinate {m}
69.769, !- Vertex 3 X-coordinate {m}
48.463, !- Vertex 3 Y-coordinate {m}
0, !- Vertex 3 Z-coordinate {m}
69.769, !- Vertex 4 X-coordinate {m}
48.463, !- Vertex 4 Y-coordinate {m}
2.134, !- Vertex 4 Z-coordinate {m}
, !- Vertex 5 X-coordinate {m}
, !- Vertex 5 Y-coordinate {m}
, !- Vertex 5 Z-coordinate {m}
, !- Vertex 6 X-coordinate {m}
, !- Vertex 6 Y-coordinate {m}
, !- Vertex 6 Z-coordinate {m}
, !- Vertex 7 X-coordinate {m}
, !- Vertex 7 Y-coordinate {m}
, !- Vertex 7 Z-coordinate {m}
, !- Vertex 8 X-coordinate {m}
, !- Vertex 8 Y-coordinate {m}
, !- Vertex 8 Z-coordinate {m}
, !- Vertex 9 X-coordinate {m}
, !- Vertex 9 Y-coordinate {m}
, !- Vertex 9 Z-coordinate {m}
, !- Vertex 10 X-coordinate {m}
, !- Vertex 10 Y-coordinate {m}
, !- Vertex 10 Z-coordinate {m}
, !- Vertex 11 X-coordinate {m}
, !- Vertex 11 Y-coordinate {m}
, !- Vertex 11 Z-coordinate {m}
, !- Vertex 12 X-coordinate {m}
, !- Vertex 12 Y-coordinate {m}
, !- Vertex 12 Z-coordinate {m}
, !- Vertex 13 X-coordinate {m}
, !- Vertex 13 Y-coordinate {m}
, !- Vertex 13 Z-coordinate {m}
, !- Vertex 14 X-coordinate {m}
, !- Vertex 14 Y-coordinate {m}
, !- Vertex 14 Z-coordinate {m}
, !- Vertex 15 X-coordinate {m}
, !- Vertex 15 Y-coordinate {m}
, !- Vertex 15 Z-coordinate {m}
, !- Vertex 16 X-coordinate {m}
, !- Vertex 16 Y-coordinate {m}
, !- Vertex 16 Z-coordinate {m}
, !- Vertex 17 X-coordinate {m}
, !- Vertex 17 Y-coordinate {m}
, !- Vertex 17 Z-coordinate {m}
, !- Vertex 18 X-coordinate {m}
, !- Vertex 18 Y-coordinate {m}
, !- Vertex 18 Z-coordinate {m}
, !- Vertex 19 X-coordinate {m}
, !- Vertex 19 Y-coordinate {m}
, !- Vertex 19 Z-coordinate {m}
, !- Vertex 20 X-coordinate {m}
, !- Vertex 20 Y-coordinate {m}
; !- Vertex 20 Z-coordinate {m}
BuildingSurface:Detailed,
L1-101-SalesCirculation6_Srf_3, !- Name
Wall, !- Surface Type
Hole, !- Construction Name
L1-101-SalesCirculation6 Thermal Zone, !- Zone Name
Surface, !- Outside Boundary Condition
L1-124-SpecialtyService_Srf_4, !- Outside Boundary Condition Object
NoSun, !- Sun Exposure
NoWind, !- Wind Exposure
, !- View Factor to Ground
4, !- Number of Vertices
69.769, !- Vertex 1 X-coordinate {m}
48.463, !- Vertex 1 Y-coordinate {m}
2.134, !- Vertex 1 Z-coordinate {m}
69.769, !- Vertex 2 X-coordinate {m}
48.463, !- Vertex 2 Y-coordinate {m}
0, !- Vertex 2 Z-coordinate {m}
73.548, !- Vertex 3 X-coordinate {m}
48.463, !- Vertex 3 Y-coordinate {m}
0, !- Vertex 3 Z-coordinate {m}
73.548, !- Vertex 4 X-coordinate {m}
48.463, !- Vertex 4 Y-coordinate {m}
2.134, !- Vertex 4 Z-coordinate {m}
, !- Vertex 5 X-coordinate {m}
, !- Vertex 5 Y-coordinate {m}
, !- Vertex 5 Z-coordinate {m}
, !- Vertex 6 X-coordinate {m}
, !- Vertex 6 Y-coordinate {m}
, !- Vertex 6 Z-coordinate {m}
, !- Vertex 7 X-coordinate {m}
, !- Vertex 7 Y-coordinate {m}
, !- Vertex 7 Z-coordinate {m}
, !- Vertex 8 X-coordinate {m}
, !- Vertex 8 Y-coordinate {m}
, !- Vertex 8 Z-coordinate {m}
, !- Vertex 9 X-coordinate {m}
, !- Vertex 9 Y-coordinate {m}
, !- Vertex 9 Z-coordinate {m}
, !- Vertex 10 X-coordinate {m}
, !- Vertex 10 Y-coordinate {m}
, !- Vertex 10 Z-coordinate {m}
, !- Vertex 11 X-coordinate {m}
, !- Vertex 11 Y-coordinate {m}
, !- Vertex 11 Z-coordinate {m}
, !- Vertex 12 X-coordinate {m}
, !- Vertex 12 Y-coordinate {m}
, !- Vertex 12 Z-coordinate {m}
, !- Vertex 13 X-coordinate {m}
, !- Vertex 13 Y-coordinate {m}
, !- Vertex 13 Z-coordinate {m}
, !- Vertex 14 X-coordinate {m}
, !- Vertex 14 Y-coordinate {m}
, !- Vertex 14 Z-coordinate {m}
, !- Vertex 15 X-coordinate {m}
, !- Vertex 15 Y-coordinate {m}
, !- Vertex 15 Z-coordinate {m}
, !- Vertex 16 X-coordinate {m}
, !- Vertex 16 Y-coordinate {m}
, !- Vertex 16 Z-coordinate {m}
, !- Vertex 17 X-coordinate {m}
, !- Vertex 17 Y-coordinate {m}
, !- Vertex 17 Z-coordinate {m}
, !- Vertex 18 X-coordinate {m}
, !- Vertex 18 Y-coordinate {m}
, !- Vertex 18 Z-coordinate {m}
, !- Vertex 19 X-coordinate {m}
, !- Vertex 19 Y-coordinate {m}
, !- Vertex 19 Z-coordinate {m}
, !- Vertex 20 X-coordinate {m}
, !- Vertex 20 Y-coordinate {m}
; !- Vertex 20 Z-coordinate {m}
BuildingSurface:Detailed,
L1-101-SalesCirculation6_Srf_4, !- Name
Wall, !- Surface Type
Hole, !- Construction Name
L1-101-SalesCirculation6 Thermal Zone, !- Zone Name
Surface, !- Outside Boundary Condition
L1-101-SalesCirculation5_Srf_9, !- Outside Boundary Condition Object
NoSun, !- Sun Exposure
NoWind, !- Wind Exposure
, !- View Factor to Ground
4, !- Number of Vertices
73.548, !- Vertex 1 X-coordinate {m}
48.463, !- Vertex 1 Y-coordinate {m}
2.134, !- Vertex 1 Z-coordinate {m}
73.548, !- Vertex 2 X-coordinate {m}
48.463, !- Vertex 2 Y-coordinate {m}
0, !- Vertex 2 Z-coordinate {m}
73.548, !- Vertex 3 X-coordinate {m}
50.902, !- Vertex 3 Y-coordinate {m}
0, !- Vertex 3 Z-coordinate {m}
73.548, !- Vertex 4 X-coordinate {m}
50.902, !- Vertex 4 Y-coordinate {m}
2.134, !- Vertex 4 Z-coordinate {m}
, !- Vertex 5 X-coordinate {m}
, !- Vertex 5 Y-coordinate {m}
, !- Vertex 5 Z-coordinate {m}
, !- Vertex 6 X-coordinate {m}
, !- Vertex 6 Y-coordinate {m}
, !- Vertex 6 Z-coordinate {m}
, !- Vertex 7 X-coordinate {m}
, !- Vertex 7 Y-coordinate {m}
, !- Vertex 7 Z-coordinate {m}
, !- Vertex 8 X-coordinate {m}
, !- Vertex 8 Y-coordinate {m}
, !- Vertex 8 Z-coordinate {m}
, !- Vertex 9 X-coordinate {m}
, !- Vertex 9 Y-coordinate {m}
, !- Vertex 9 Z-coordinate {m}
, !- Vertex 10 X-coordinate {m}
, !- Vertex 10 Y-coordinate {m}
, !- Vertex 10 Z-coordinate {m}
, !- Vertex 11 X-coordinate {m}
, !- Vertex 11 Y-coordinate {m}
, !- Vertex 11 Z-coordinate {m}
, !- Vertex 12 X-coordinate {m}
, !- Vertex 12 Y-coordinate {m}
, !- Vertex 12 Z-coordinate {m}
, !- Vertex 13 X-coordinate {m}
, !- Vertex 13 Y-coordinate {m}
, !- Vertex 13 Z-coordinate {m}
, !- Vertex 14 X-coordinate {m}
, !- Vertex 14 Y-coordinate {m}
, !- Vertex 14 Z-coordinate {m}
, !- Vertex 15 X-coordinate {m}
, !- Vertex 15 Y-coordinate {m}
, !- Vertex 15 Z-coordinate {m}
, !- Vertex 16 X-coordinate {m}
, !- Vertex 16 Y-coordinate {m}
, !- Vertex 16 Z-coordinate {m}
, !- Vertex 17 X-coordinate {m}
, !- Vertex 17 Y-coordinate {m}
, !- Vertex 17 Z-coordinate {m}
, !- Vertex 18 X-coordinate {m}
, !- Vertex 18 Y-coordinate {m}
, !- Vertex 18 Z-coordinate {m}
, !- Vertex 19 X-coordinate {m}
, !- Vertex 19 Y-coordinate {m}
, !- Vertex 19 Z-coordinate {m}
, !- Vertex 20 X-coordinate {m}
, !- Vertex 20 Y-coordinate {m}
; !- Vertex 20 Z-coordinate {m}
BuildingSurface:Detailed,
L1-101-SalesCirculation6_Srf_5, !- Name
Wall, !- Surface Type
Hole, !- Construction Name
L1-101-SalesCirculation6 Thermal Zone, !- Zone Name
Surface, !- Outside Boundary Condition
L1-101-SalesCirculation5_Srf_8, !- Outside Boundary Condition Object
NoSun, !- Sun Exposure
NoWind, !- Wind Exposure
, !- View Factor to Ground
4, !- Number of Vertices
73.548, !- Vertex 1 X-coordinate {m}
50.902, !- Vertex 1 Y-coordinate {m}
2.134, !- Vertex 1 Z-coordinate {m}
73.548, !- Vertex 2 X-coordinate {m}
50.902, !- Vertex 2 Y-coordinate {m}
0, !- Vertex 2 Z-coordinate {m}
72.847, !- Vertex 3 X-coordinate {m}
50.902, !- Vertex 3 Y-coordinate {m}
0, !- Vertex 3 Z-coordinate {m}
72.847, !- Vertex 4 X-coordinate {m}
50.902, !- Vertex 4 Y-coordinate {m}
2.134, !- Vertex 4 Z-coordinate {m}
, !- Vertex 5 X-coordinate {m}
, !- Vertex 5 Y-coordinate {m}
, !- Vertex 5 Z-coordinate {m}
, !- Vertex 6 X-coordinate {m}
, !- Vertex 6 Y-coordinate {m}
, !- Vertex 6 Z-coordinate {m}
, !- Vertex 7 X-coordinate {m}
, !- Vertex 7 Y-coordinate {m}
, !- Vertex 7 Z-coordinate {m}
, !- Vertex 8 X-coordinate {m}
, !- Vertex 8 Y-coordinate {m}
, !- Vertex 8 Z-coordinate {m}
, !- Vertex 9 X-coordinate {m}
, !- Vertex 9 Y-coordinate {m}
, !- Vertex 9 Z-coordinate {m}
, !- Vertex 10 X-coordinate {m}
, !- Vertex 10 Y-coordinate {m}
, !- Vertex 10 Z-coordinate {m}
, !- Vertex 11 X-coordinate {m}
, !- Vertex 11 Y-coordinate {m}
, !- Vertex 11 Z-coordinate {m}
, !- Vertex 12 X-coordinate {m}
, !- Vertex 12 Y-coordinate {m}
, !- Vertex 12 Z-coordinate {m}
, !- Vertex 13 X-coordinate {m}
, !- Vertex 13 Y-coordinate {m}
, !- Vertex 13 Z-coordinate {m}
, !- Vertex 14 X-coordinate {m}
, !- Vertex 14 Y-coordinate {m}
, !- Vertex 14 Z-coordinate {m}
, !- Vertex 15 X-coordinate {m}
, !- Vertex 15 Y-coordinate {m}
, !- Vertex 15 Z-coordinate {m}
, !- Vertex 16 X-coordinate {m}
, !- Vertex 16 Y-coordinate {m}
, !- Vertex 16 Z-coordinate {m}
, !- Vertex 17 X-coordinate {m}
, !- Vertex 17 Y-coordinate {m}
, !- Vertex 17 Z-coordinate {m}
, !- Vertex 18 X-coordinate {m}
, !- Vertex 18 Y-coordinate {m}
, !- Vertex 18 Z-coordinate {m}
, !- Vertex 19 X-coordinate {m}
, !- Vertex 19 Y-coordinate {m}
, !- Vertex 19 Z-coordinate {m}
, !- Vertex 20 X-coordinate {m}
, !- Vertex 20 Y-coordinate {m}
; !- Vertex 20 Z-coordinate {m}
BuildingSurface:Detailed,
L1-101-SalesCirculation6_Srf_6, !- Name
Wall, !- Surface Type
Hole, !- Construction Name
L1-101-SalesCirculation6 Thermal Zone, !- Zone Name
Surface, !- Outside Boundary Condition
L1-101-SalesWine_Srf_2, !- Outside Boundary Condition Object
NoSun, !- Sun Exposure
NoWind, !- Wind Exposure
, !- View Factor to Ground
4, !- Number of Vertices
72.847, !- Vertex 1 X-coordinate {m}
50.902, !- Vertex 1 Y-coordinate {m}
2.134, !- Vertex 1 Z-coordinate {m}
72.847, !- Vertex 2 X-coordinate {m}
50.902, !- Vertex 2 Y-coordinate {m}
0, !- Vertex 2 Z-coordinate {m}
68.001, !- Vertex 3 X-coordinate {m}
50.902, !- Vertex 3 Y-coordinate {m}
0, !- Vertex 3 Z-coordinate {m}
68.001, !- Vertex 4 X-coordinate {m}
50.902, !- Vertex 4 Y-coordinate {m}
2.134, !- Vertex 4 Z-coordinate {m}
, !- Vertex 5 X-coordinate {m}
, !- Vertex 5 Y-coordinate {m}
, !- Vertex 5 Z-coordinate {m}
, !- Vertex 6 X-coordinate {m}
, !- Vertex 6 Y-coordinate {m}
, !- Vertex 6 Z-coordinate {m}
, !- Vertex 7 X-coordinate {m}
, !- Vertex 7 Y-coordinate {m}
, !- Vertex 7 Z-coordinate {m}
, !- Vertex 8 X-coordinate {m}
, !- Vertex 8 Y-coordinate {m}
, !- Vertex 8 Z-coordinate {m}
, !- Vertex 9 X-coordinate {m}
, !- Vertex 9 Y-coordinate {m}
, !- Vertex 9 Z-coordinate {m}
, !- Vertex 10 X-coordinate {m}
, !- Vertex 10 Y-coordinate {m}
, !- Vertex 10 Z-coordinate {m}
, !- Vertex 11 X-coordinate {m}
, !- Vertex 11 Y-coordinate {m}
, !- Vertex 11 Z-coordinate {m}
, !- Vertex 12 X-coordinate {m}
, !- Vertex 12 Y-coordinate {m}
, !- Vertex 12 Z-coordinate {m}
, !- Vertex 13 X-coordinate {m}
, !- Vertex 13 Y-coordinate {m}
, !- Vertex 13 Z-coordinate {m}
, !- Vertex 14 X-coordinate {m}
, !- Vertex 14 Y-coordinate {m}
, !- Vertex 14 Z-coordinate {m}
, !- Vertex 15 X-coordinate {m}
, !- Vertex 15 Y-coordinate {m}
, !- Vertex 15 Z-coordinate {m}
, !- Vertex 16 X-coordinate {m}
, !- Vertex 16 Y-coordinate {m}
, !- Vertex 16 Z-coordinate {m}
, !- Vertex 17 X-coordinate {m}
, !- Vertex 17 Y-coordinate {m}
, !- Vertex 17 Z-coordinate {m}
, !- Vertex 18 X-coordinate {m}
, !- Vertex 18 Y-coordinate {m}
, !- Vertex 18 Z-coordinate {m}
, !- Vertex 19 X-coordinate {m}
, !- Vertex 19 Y-coordinate {m}
, !- Vertex 19 Z-coordinate {m}
, !- Vertex 20 X-coordinate {m}
, !- Vertex 20 Y-coordinate {m}
; !- Vertex 20 Z-coordinate {m}
BuildingSurface:Detailed,
L1-101-SalesCirculation6_Srf_7, !- Name
Wall, !- Surface Type
Hole, !- Construction Name
L1-101-SalesCirculation6 Thermal Zone, !- Zone Name
Surface, !- Outside Boundary Condition
L1-101-SalesAisle10_Srf_6, !- Outside Boundary Condition Object
NoSun, !- Sun Exposure
NoWind, !- Wind Exposure
, !- View Factor to Ground
4, !- Number of Vertices
68.001, !- Vertex 1 X-coordinate {m}
50.902, !- Vertex 1 Y-coordinate {m}
2.134, !- Vertex 1 Z-coordinate {m}
68.001, !- Vertex 2 X-coordinate {m}
50.902, !- Vertex 2 Y-coordinate {m}
0, !- Vertex 2 Z-coordinate {m}
68.001, !- Vertex 3 X-coordinate {m}
41.605, !- Vertex 3 Y-coordinate {m}
0, !- Vertex 3 Z-coordinate {m}
68.001, !- Vertex 4 X-coordinate {m}
41.605, !- Vertex 4 Y-coordinate {m}
2.134, !- Vertex 4 Z-coordinate {m}
, !- Vertex 5 X-coordinate {m}
, !- Vertex 5 Y-coordinate {m}
, !- Vertex 5 Z-coordinate {m}
, !- Vertex 6 X-coordinate {m}
, !- Vertex 6 Y-coordinate {m}
, !- Vertex 6 Z-coordinate {m}
, !- Vertex 7 X-coordinate {m}
, !- Vertex 7 Y-coordinate {m}
, !- Vertex 7 Z-coordinate {m}
, !- Vertex 8 X-coordinate {m}
, !- Vertex 8 Y-coordinate {m}
, !- Vertex 8 Z-coordinate {m}
, !- Vertex 9 X-coordinate {m}
, !- Vertex 9 Y-coordinate {m}
, !- Vertex 9 Z-coordinate {m}
, !- Vertex 10 X-coordinate {m}
, !- Vertex 10 Y-coordinate {m}
, !- Vertex 10 Z-coordinate {m}
, !- Vertex 11 X-coordinate {m}
, !- Vertex 11 Y-coordinate {m}
, !- Vertex 11 Z-coordinate {m}
, !- Vertex 12 X-coordinate {m}
, !- Vertex 12 Y-coordinate {m}
, !- Vertex 12 Z-coordinate {m}
, !- Vertex 13 X-coordinate {m}
, !- Vertex 13 Y-coordinate {m}
, !- Vertex 13 Z-coordinate {m}
, !- Vertex 14 X-coordinate {m}
, !- Vertex 14 Y-coordinate {m}
, !- Vertex 14 Z-coordinate {m}
, !- Vertex 15 X-coordinate {m}
, !- Vertex 15 Y-coordinate {m}
, !- Vertex 15 Z-coordinate {m}
, !- Vertex 16 X-coordinate {m}
, !- Vertex 16 Y-coordinate {m}
, !- Vertex 16 Z-coordinate {m}
, !- Vertex 17 X-coordinate {m}
, !- Vertex 17 Y-coordinate {m}
, !- Vertex 17 Z-coordinate {m}
, !- Vertex 18 X-coordinate {m}
, !- Vertex 18 Y-coordinate {m}
, !- Vertex 18 Z-coordinate {m}
, !- Vertex 19 X-coordinate {m}
, !- Vertex 19 Y-coordinate {m}
, !- Vertex 19 Z-coordinate {m}
, !- Vertex 20 X-coordinate {m}
, !- Vertex 20 Y-coordinate {m}
; !- Vertex 20 Z-coordinate {m}
BuildingSurface:Detailed,
L1-101-SalesCirculation6_Srf_8, !- Name
Wall, !- Surface Type
Hole, !- Construction Name
L1-101-SalesCirculation6 Thermal Zone, !- Zone Name
Surface, !- Outside Boundary Condition
L1-101-SalesCirculation7_Srf_2, !- Outside Boundary Condition Object
NoSun, !- Sun Exposure
NoWind, !- Wind Exposure
, !- View Factor to Ground
4, !- Number of Vertices
68.001, !- Vertex 1 X-coordinate {m}
41.605, !- Vertex 1 Y-coordinate {m}
2.134, !- Vertex 1 Z-coordinate {m}
68.001, !- Vertex 2 X-coordinate {m}
41.605, !- Vertex 2 Y-coordinate {m}
0, !- Vertex 2 Z-coordinate {m}
69.129, !- Vertex 3 X-coordinate {m}
41.605, !- Vertex 3 Y-coordinate {m}
0, !- Vertex 3 Z-coordinate {m}
69.129, !- Vertex 4 X-coordinate {m}
41.605, !- Vertex 4 Y-coordinate {m}
2.134, !- Vertex 4 Z-coordinate {m}
, !- Vertex 5 X-coordinate {m}
, !- Vertex 5 Y-coordinate {m}
, !- Vertex 5 Z-coordinate {m}
, !- Vertex 6 X-coordinate {m}
, !- Vertex 6 Y-coordinate {m}
, !- Vertex 6 Z-coordinate {m}
, !- Vertex 7 X-coordinate {m}
, !- Vertex 7 Y-coordinate {m}
, !- Vertex 7 Z-coordinate {m}
, !- Vertex 8 X-coordinate {m}
, !- Vertex 8 Y-coordinate {m}
, !- Vertex 8 Z-coordinate {m}
, !- Vertex 9 X-coordinate {m}
, !- Vertex 9 Y-coordinate {m}
, !- Vertex 9 Z-coordinate {m}
, !- Vertex 10 X-coordinate {m}
, !- Vertex 10 Y-coordinate {m}
, !- Vertex 10 Z-coordinate {m}
, !- Vertex 11 X-coordinate {m}
, !- Vertex 11 Y-coordinate {m}
, !- Vertex 11 Z-coordinate {m}
, !- Vertex 12 X-coordinate {m}
, !- Vertex 12 Y-coordinate {m}
, !- Vertex 12 Z-coordinate {m}
, !- Vertex 13 X-coordinate {m}
, !- Vertex 13 Y-coordinate {m}
, !- Vertex 13 Z-coordinate {m}
, !- Vertex 14 X-coordinate {m}
, !- Vertex 14 Y-coordinate {m}
, !- Vertex 14 Z-coordinate {m}
, !- Vertex 15 X-coordinate {m}
, !- Vertex 15 Y-coordinate {m}
, !- Vertex 15 Z-coordinate {m}
, !- Vertex 16 X-coordinate {m}
, !- Vertex 16 Y-coordinate {m}
, !- Vertex 16 Z-coordinate {m}
, !- Vertex 17 X-coordinate {m}
, !- Vertex 17 Y-coordinate {m}
, !- Vertex 17 Z-coordinate {m}
, !- Vertex 18 X-coordinate {m}
, !- Vertex 18 Y-coordinate {m}
, !- Vertex 18 Z-coordinate {m}
, !- Vertex 19 X-coordinate {m}
, !- Vertex 19 Y-coordinate {m}
, !- Vertex 19 Z-coordinate {m}
, !- Vertex 20 X-coordinate {m}
, !- Vertex 20 Y-coordinate {m}
; !- Vertex 20 Z-coordinate {m}
BuildingSurface:Detailed,
L1-101-SalesCirculation6_Srf_9, !- Name
Roof, !- Surface Type
Roof_BOH, !- Construction Name
L1-101-SalesCirculation6 Thermal Zone, !- Zone Name
Outdoors, !- Outside Boundary Condition
, !- Outside Boundary Condition Object
SunExposed, !- Sun Exposure
WindExposed, !- Wind Exposure
, !- View Factor to Ground
6, !- Number of Vertices
68.001, !- Vertex 1 X-coordinate {m}
50.902, !- Vertex 1 Y-coordinate {m}
2.134, !- Vertex 1 Z-coordinate {m}
68.001, !- Vertex 2 X-coordinate {m}
41.605, !- Vertex 2 Y-coordinate {m}
2.134, !- Vertex 2 Z-coordinate {m}
69.769, !- Vertex 3 X-coordinate {m}
41.605, !- Vertex 3 Y-coordinate {m}
2.134, !- Vertex 3 Z-coordinate {m}
69.769, !- Vertex 4 X-coordinate {m}
48.463, !- Vertex 4 Y-coordinate {m}
2.134, !- Vertex 4 Z-coordinate {m}
73.548, !- Vertex 5 X-coordinate {m}
48.463, !- Vertex 5 Y-coordinate {m}
2.134, !- Vertex 5 Z-coordinate {m}
73.548, !- Vertex 6 X-coordinate {m}
50.902, !- Vertex 6 Y-coordinate {m}
2.134, !- Vertex 6 Z-coordinate {m}
, !- Vertex 7 X-coordinate {m}
, !- Vertex 7 Y-coordinate {m}
, !- Vertex 7 Z-coordinate {m}
, !- Vertex 8 X-coordinate {m}
, !- Vertex 8 Y-coordinate {m}
, !- Vertex 8 Z-coordinate {m}
, !- Vertex 9 X-coordinate {m}
, !- Vertex 9 Y-coordinate {m}
, !- Vertex 9 Z-coordinate {m}
, !- Vertex 10 X-coordinate {m}
, !- Vertex 10 Y-coordinate {m}
, !- Vertex 10 Z-coordinate {m}
, !- Vertex 11 X-coordinate {m}
, !- Vertex 11 Y-coordinate {m}
, !- Vertex 11 Z-coordinate {m}
, !- Vertex 12 X-coordinate {m}
, !- Vertex 12 Y-coordinate {m}
, !- Vertex 12 Z-coordinate {m}
, !- Vertex 13 X-coordinate {m}
, !- Vertex 13 Y-coordinate {m}
, !- Vertex 13 Z-coordinate {m}
, !- Vertex 14 X-coordinate {m}
, !- Vertex 14 Y-coordinate {m}
, !- Vertex 14 Z-coordinate {m}
, !- Vertex 15 X-coordinate {m}
, !- Vertex 15 Y-coordinate {m}
, !- Vertex 15 Z-coordinate {m}
, !- Vertex 16 X-coordinate {m}
, !- Vertex 16 Y-coordinate {m}
, !- Vertex 16 Z-coordinate {m}
, !- Vertex 17 X-coordinate {m}
, !- Vertex 17 Y-coordinate {m}
, !- Vertex 17 Z-coordinate {m}
, !- Vertex 18 X-coordinate {m}
, !- Vertex 18 Y-coordinate {m}
, !- Vertex 18 Z-coordinate {m}
, !- Vertex 19 X-coordinate {m}
, !- Vertex 19 Y-coordinate {m}
, !- Vertex 19 Z-coordinate {m}
, !- Vertex 20 X-coordinate {m}
, !- Vertex 20 Y-coordinate {m}
; !- Vertex 20 Z-coordinate {m}
BuildingSurface:Detailed,
L1-101-SalesCirculation7_Srf_0, !- Name
Floor, !- Surface Type
Hole, !- Construction Name
L1-101-SalesCirculation7 Thermal Zone, !- Zone Name
ground, !- Outside Boundary Condition
, !- Outside Boundary Condition Object
NoSun, !- Sun Exposure
NoWind, !- Wind Exposure
, !- View Factor to Ground
8, !- Number of Vertices
69.129, !- Vertex 1 X-coordinate {m}
41.605, !- Vertex 1 Y-coordinate {m}
0, !- Vertex 1 Z-coordinate {m}
69.129, !- Vertex 2 X-coordinate {m}
31.364, !- Vertex 2 Y-coordinate {m}
0, !- Vertex 2 Z-coordinate {m}
66.446, !- Vertex 3 X-coordinate {m}
31.364, !- Vertex 3 Y-coordinate {m}
0, !- Vertex 3 Z-coordinate {m}
66.446, !- Vertex 4 X-coordinate {m}
33.284, !- Vertex 4 Y-coordinate {m}
0, !- Vertex 4 Z-coordinate {m}
67.026, !- Vertex 5 X-coordinate {m}
33.284, !- Vertex 5 Y-coordinate {m}
0, !- Vertex 5 Z-coordinate {m}
67.026, !- Vertex 6 X-coordinate {m}
35.296, !- Vertex 6 Y-coordinate {m}
0, !- Vertex 6 Z-coordinate {m}
68.001, !- Vertex 7 X-coordinate {m}
35.296, !- Vertex 7 Y-coordinate {m}
0, !- Vertex 7 Z-coordinate {m}
68.001, !- Vertex 8 X-coordinate {m}
41.605, !- Vertex 8 Y-coordinate {m}
0, !- Vertex 8 Z-coordinate {m}
, !- Vertex 9 X-coordinate {m}
, !- Vertex 9 Y-coordinate {m}
, !- Vertex 9 Z-coordinate {m}
, !- Vertex 10 X-coordinate {m}
, !- Vertex 10 Y-coordinate {m}
, !- Vertex 10 Z-coordinate {m}
, !- Vertex 11 X-coordinate {m}
, !- Vertex 11 Y-coordinate {m}
, !- Vertex 11 Z-coordinate {m}
, !- Vertex 12 X-coordinate {m}
, !- Vertex 12 Y-coordinate {m}
, !- Vertex 12 Z-coordinate {m}
, !- Vertex 13 X-coordinate {m}
, !- Vertex 13 Y-coordinate {m}
, !- Vertex 13 Z-coordinate {m}
, !- Vertex 14 X-coordinate {m}
, !- Vertex 14 Y-coordinate {m}
, !- Vertex 14 Z-coordinate {m}
, !- Vertex 15 X-coordinate {m}
, !- Vertex 15 Y-coordinate {m}
, !- Vertex 15 Z-coordinate {m}
, !- Vertex 16 X-coordinate {m}
, !- Vertex 16 Y-coordinate {m}
, !- Vertex 16 Z-coordinate {m}
, !- Vertex 17 X-coordinate {m}
, !- Vertex 17 Y-coordinate {m}
, !- Vertex 17 Z-coordinate {m}
, !- Vertex 18 X-coordinate {m}
, !- Vertex 18 Y-coordinate {m}
, !- Vertex 18 Z-coordinate {m}
, !- Vertex 19 X-coordinate {m}
, !- Vertex 19 Y-coordinate {m}
, !- Vertex 19 Z-coordinate {m}
, !- Vertex 20 X-coordinate {m}
, !- Vertex 20 Y-coordinate {m}
; !- Vertex 20 Z-coordinate {m}
BuildingSurface:Detailed,
L1-101-SalesCirculation7_Srf_1, !- Name
Wall, !- Surface Type
Hole, !- Construction Name
L1-101-SalesCirculation7 Thermal Zone, !- Zone Name
Surface, !- Outside Boundary Condition
L1-125-PreparedFoods1_Srf_6, !- Outside Boundary Condition Object
NoSun, !- Sun Exposure
NoWind, !- Wind Exposure
, !- View Factor to Ground
4, !- Number of Vertices
69.129, !- Vertex 1 X-coordinate {m}
37.856, !- Vertex 1 Y-coordinate {m}
2.134, !- Vertex 1 Z-coordinate {m}
69.129, !- Vertex 2 X-coordinate {m}
37.856, !- Vertex 2 Y-coordinate {m}
0, !- Vertex 2 Z-coordinate {m}
69.129, !- Vertex 3 X-coordinate {m}
41.605, !- Vertex 3 Y-coordinate {m}
0, !- Vertex 3 Z-coordinate {m}
69.129, !- Vertex 4 X-coordinate {m}
41.605, !- Vertex 4 Y-coordinate {m}
2.134, !- Vertex 4 Z-coordinate {m}
, !- Vertex 5 X-coordinate {m}
, !- Vertex 5 Y-coordinate {m}
, !- Vertex 5 Z-coordinate {m}
, !- Vertex 6 X-coordinate {m}
, !- Vertex 6 Y-coordinate {m}
, !- Vertex 6 Z-coordinate {m}
, !- Vertex 7 X-coordinate {m}
, !- Vertex 7 Y-coordinate {m}
, !- Vertex 7 Z-coordinate {m}
, !- Vertex 8 X-coordinate {m}
, !- Vertex 8 Y-coordinate {m}
, !- Vertex 8 Z-coordinate {m}
, !- Vertex 9 X-coordinate {m}
, !- Vertex 9 Y-coordinate {m}
, !- Vertex 9 Z-coordinate {m}
, !- Vertex 10 X-coordinate {m}
, !- Vertex 10 Y-coordinate {m}
, !- Vertex 10 Z-coordinate {m}
, !- Vertex 11 X-coordinate {m}
, !- Vertex 11 Y-coordinate {m}
, !- Vertex 11 Z-coordinate {m}
, !- Vertex 12 X-coordinate {m}
, !- Vertex 12 Y-coordinate {m}
, !- Vertex 12 Z-coordinate {m}
, !- Vertex 13 X-coordinate {m}
, !- Vertex 13 Y-coordinate {m}
, !- Vertex 13 Z-coordinate {m}
, !- Vertex 14 X-coordinate {m}
, !- Vertex 14 Y-coordinate {m}
, !- Vertex 14 Z-coordinate {m}
, !- Vertex 15 X-coordinate {m}
, !- Vertex 15 Y-coordinate {m}
, !- Vertex 15 Z-coordinate {m}
, !- Vertex 16 X-coordinate {m}
, !- Vertex 16 Y-coordinate {m}
, !- Vertex 16 Z-coordinate {m}
, !- Vertex 17 X-coordinate {m}
, !- Vertex 17 Y-coordinate {m}
, !- Vertex 17 Z-coordinate {m}
, !- Vertex 18 X-coordinate {m}
, !- Vertex 18 Y-coordinate {m}
, !- Vertex 18 Z-coordinate {m}
, !- Vertex 19 X-coordinate {m}
, !- Vertex 19 Y-coordinate {m}
, !- Vertex 19 Z-coordinate {m}
, !- Vertex 20 X-coordinate {m}
, !- Vertex 20 Y-coordinate {m}
; !- Vertex 20 Z-coordinate {m}
BuildingSurface:Detailed,
L1-101-SalesCirculation7_Srf_10, !- Name
Wall, !- Surface Type
Hole, !- Construction Name
L1-101-SalesCirculation7 Thermal Zone, !- Zone Name
Surface, !- Outside Boundary Condition
L1-125-PreparedFoods2_Srf_1, !- Outside Boundary Condition Object
NoSun, !- Sun Exposure
NoWind, !- Wind Exposure
, !- View Factor to Ground
4, !- Number of Vertices
69.129, !- Vertex 1 X-coordinate {m}
34.245, !- Vertex 1 Y-coordinate {m}
2.134, !- Vertex 1 Z-coordinate {m}
69.129, !- Vertex 2 X-coordinate {m}
34.245, !- Vertex 2 Y-coordinate {m}
0, !- Vertex 2 Z-coordinate {m}
69.129, !- Vertex 3 X-coordinate {m}
37.856, !- Vertex 3 Y-coordinate {m}
0, !- Vertex 3 Z-coordinate {m}
69.129, !- Vertex 4 X-coordinate {m}
37.856, !- Vertex 4 Y-coordinate {m}
2.134, !- Vertex 4 Z-coordinate {m}
, !- Vertex 5 X-coordinate {m}
, !- Vertex 5 Y-coordinate {m}
, !- Vertex 5 Z-coordinate {m}
, !- Vertex 6 X-coordinate {m}
, !- Vertex 6 Y-coordinate {m}
, !- Vertex 6 Z-coordinate {m}
, !- Vertex 7 X-coordinate {m}
, !- Vertex 7 Y-coordinate {m}
, !- Vertex 7 Z-coordinate {m}
, !- Vertex 8 X-coordinate {m}
, !- Vertex 8 Y-coordinate {m}
, !- Vertex 8 Z-coordinate {m}
, !- Vertex 9 X-coordinate {m}
, !- Vertex 9 Y-coordinate {m}
, !- Vertex 9 Z-coordinate {m}
, !- Vertex 10 X-coordinate {m}
, !- Vertex 10 Y-coordinate {m}
, !- Vertex 10 Z-coordinate {m}
, !- Vertex 11 X-coordinate {m}
, !- Vertex 11 Y-coordinate {m}
, !- Vertex 11 Z-coordinate {m}
, !- Vertex 12 X-coordinate {m}
, !- Vertex 12 Y-coordinate {m}
, !- Vertex 12 Z-coordinate {m}
, !- Vertex 13 X-coordinate {m}
, !- Vertex 13 Y-coordinate {m}
, !- Vertex 13 Z-coordinate {m}
, !- Vertex 14 X-coordinate {m}
, !- Vertex 14 Y-coordinate {m}
, !- Vertex 14 Z-coordinate {m}
, !- Vertex 15 X-coordinate {m}
, !- Vertex 15 Y-coordinate {m}
, !- Vertex 15 Z-coordinate {m}
, !- Vertex 16 X-coordinate {m}
, !- Vertex 16 Y-coordinate {m}
, !- Vertex 16 Z-coordinate {m}
, !- Vertex 17 X-coordinate {m}
, !- Vertex 17 Y-coordinate {m}
, !- Vertex 17 Z-coordinate {m}
, !- Vertex 18 X-coordinate {m}
, !- Vertex 18 Y-coordinate {m}
, !- Vertex 18 Z-coordinate {m}
, !- Vertex 19 X-coordinate {m}
, !- Vertex 19 Y-coordinate {m}
, !- Vertex 19 Z-coordinate {m}
, !- Vertex 20 X-coordinate {m}
, !- Vertex 20 Y-coordinate {m}
; !- Vertex 20 Z-coordinate {m}
BuildingSurface:Detailed,
L1-101-SalesCirculation7_Srf_11, !- Name
Roof, !- Surface Type
Roof_BOH, !- Construction Name
L1-101-SalesCirculation7 Thermal Zone, !- Zone Name
Outdoors, !- Outside Boundary Condition
, !- Outside Boundary Condition Object
SunExposed, !- Sun Exposure
WindExposed, !- Wind Exposure
, !- View Factor to Ground
8, !- Number of Vertices
68.001, !- Vertex 1 X-coordinate {m}
41.605, !- Vertex 1 Y-coordinate {m}
2.134, !- Vertex 1 Z-coordinate {m}
68.001, !- Vertex 2 X-coordinate {m}
35.296, !- Vertex 2 Y-coordinate {m}
2.134, !- Vertex 2 Z-coordinate {m}
67.026, !- Vertex 3 X-coordinate {m}
35.296, !- Vertex 3 Y-coordinate {m}
2.134, !- Vertex 3 Z-coordinate {m}
67.026, !- Vertex 4 X-coordinate {m}
33.284, !- Vertex 4 Y-coordinate {m}
2.134, !- Vertex 4 Z-coordinate {m}
66.446, !- Vertex 5 X-coordinate {m}
33.284, !- Vertex 5 Y-coordinate {m}
2.134, !- Vertex 5 Z-coordinate {m}
66.446, !- Vertex 6 X-coordinate {m}
31.364, !- Vertex 6 Y-coordinate {m}
2.134, !- Vertex 6 Z-coordinate {m}
69.129, !- Vertex 7 X-coordinate {m}
31.364, !- Vertex 7 Y-coordinate {m}
2.134, !- Vertex 7 Z-coordinate {m}
69.129, !- Vertex 8 X-coordinate {m}
41.605, !- Vertex 8 Y-coordinate {m}
2.134, !- Vertex 8 Z-coordinate {m}
, !- Vertex 9 X-coordinate {m}
, !- Vertex 9 Y-coordinate {m}
, !- Vertex 9 Z-coordinate {m}
, !- Vertex 10 X-coordinate {m}
, !- Vertex 10 Y-coordinate {m}
, !- Vertex 10 Z-coordinate {m}
, !- Vertex 11 X-coordinate {m}
, !- Vertex 11 Y-coordinate {m}
, !- Vertex 11 Z-coordinate {m}
, !- Vertex 12 X-coordinate {m}
, !- Vertex 12 Y-coordinate {m}
, !- Vertex 12 Z-coordinate {m}
, !- Vertex 13 X-coordinate {m}
, !- Vertex 13 Y-coordinate {m}
, !- Vertex 13 Z-coordinate {m}
, !- Vertex 14 X-coordinate {m}
, !- Vertex 14 Y-coordinate {m}
, !- Vertex 14 Z-coordinate {m}
, !- Vertex 15 X-coordinate {m}
, !- Vertex 15 Y-coordinate {m}
, !- Vertex 15 Z-coordinate {m}
, !- Vertex 16 X-coordinate {m}
, !- Vertex 16 Y-coordinate {m}
, !- Vertex 16 Z-coordinate {m}
, !- Vertex 17 X-coordinate {m}
, !- Vertex 17 Y-coordinate {m}
, !- Vertex 17 Z-coordinate {m}
, !- Vertex 18 X-coordinate {m}
, !- Vertex 18 Y-coordinate {m}
, !- Vertex 18 Z-coordinate {m}
, !- Vertex 19 X-coordinate {m}
, !- Vertex 19 Y-coordinate {m}
, !- Vertex 19 Z-coordinate {m}
, !- Vertex 20 X-coordinate {m}
, !- Vertex 20 Y-coordinate {m}
; !- Vertex 20 Z-coordinate {m}
BuildingSurface:Detailed,
L1-101-SalesCirculation7_Srf_2, !- Name
Wall, !- Surface Type
Hole, !- Construction Name
L1-101-SalesCirculation7 Thermal Zone, !- Zone Name
Surface, !- Outside Boundary Condition
L1-101-SalesCirculation6_Srf_8, !- Outside Boundary Condition Object
NoSun, !- Sun Exposure
NoWind, !- Wind Exposure
, !- View Factor to Ground
4, !- Number of Vertices
69.129, !- Vertex 1 X-coordinate {m}
41.605, !- Vertex 1 Y-coordinate {m}
2.134, !- Vertex 1 Z-coordinate {m}
69.129, !- Vertex 2 X-coordinate {m}
41.605, !- Vertex 2 Y-coordinate {m}
0, !- Vertex 2 Z-coordinate {m}
68.001, !- Vertex 3 X-coordinate {m}
41.605, !- Vertex 3 Y-coordinate {m}
0, !- Vertex 3 Z-coordinate {m}
68.001, !- Vertex 4 X-coordinate {m}
41.605, !- Vertex 4 Y-coordinate {m}
2.134, !- Vertex 4 Z-coordinate {m}
, !- Vertex 5 X-coordinate {m}
, !- Vertex 5 Y-coordinate {m}
, !- Vertex 5 Z-coordinate {m}
, !- Vertex 6 X-coordinate {m}
, !- Vertex 6 Y-coordinate {m}
, !- Vertex 6 Z-coordinate {m}
, !- Vertex 7 X-coordinate {m}
, !- Vertex 7 Y-coordinate {m}
, !- Vertex 7 Z-coordinate {m}
, !- Vertex 8 X-coordinate {m}
, !- Vertex 8 Y-coordinate {m}
, !- Vertex 8 Z-coordinate {m}
, !- Vertex 9 X-coordinate {m}
, !- Vertex 9 Y-coordinate {m}
, !- Vertex 9 Z-coordinate {m}
, !- Vertex 10 X-coordinate {m}
, !- Vertex 10 Y-coordinate {m}
, !- Vertex 10 Z-coordinate {m}
, !- Vertex 11 X-coordinate {m}
, !- Vertex 11 Y-coordinate {m}
, !- Vertex 11 Z-coordinate {m}
, !- Vertex 12 X-coordinate {m}
, !- Vertex 12 Y-coordinate {m}
, !- Vertex 12 Z-coordinate {m}
, !- Vertex 13 X-coordinate {m}
, !- Vertex 13 Y-coordinate {m}
, !- Vertex 13 Z-coordinate {m}
, !- Vertex 14 X-coordinate {m}
, !- Vertex 14 Y-coordinate {m}
, !- Vertex 14 Z-coordinate {m}
, !- Vertex 15 X-coordinate {m}
, !- Vertex 15 Y-coordinate {m}
, !- Vertex 15 Z-coordinate {m}
, !- Vertex 16 X-coordinate {m}
, !- Vertex 16 Y-coordinate {m}
, !- Vertex 16 Z-coordinate {m}
, !- Vertex 17 X-coordinate {m}
, !- Vertex 17 Y-coordinate {m}
, !- Vertex 17 Z-coordinate {m}
, !- Vertex 18 X-coordinate {m}
, !- Vertex 18 Y-coordinate {m}
, !- Vertex 18 Z-coordinate {m}
, !- Vertex 19 X-coordinate {m}
, !- Vertex 19 Y-coordinate {m}
, !- Vertex 19 Z-coordinate {m}
, !- Vertex 20 X-coordinate {m}
, !- Vertex 20 Y-coordinate {m}
; !- Vertex 20 Z-coordinate {m}
BuildingSurface:Detailed,
L1-101-SalesCirculation7_Srf_3, !- Name
Wall, !- Surface Type
Hole, !- Construction Name
L1-101-SalesCirculation7 Thermal Zone, !- Zone Name
Surface, !- Outside Boundary Condition
L1-101-SalesAisle10_Srf_5, !- Outside Boundary Condition Object
NoSun, !- Sun Exposure
NoWind, !- Wind Exposure
, !- View Factor to Ground
4, !- Number of Vertices
68.001, !- Vertex 1 X-coordinate {m}
41.605, !- Vertex 1 Y-coordinate {m}
2.134, !- Vertex 1 Z-coordinate {m}
68.001, !- Vertex 2 X-coordinate {m}
41.605, !- Vertex 2 Y-coordinate {m}
0, !- Vertex 2 Z-coordinate {m}
68.001, !- Vertex 3 X-coordinate {m}
35.296, !- Vertex 3 Y-coordinate {m}
0, !- Vertex 3 Z-coordinate {m}
68.001, !- Vertex 4 X-coordinate {m}
35.296, !- Vertex 4 Y-coordinate {m}
2.134, !- Vertex 4 Z-coordinate {m}
, !- Vertex 5 X-coordinate {m}
, !- Vertex 5 Y-coordinate {m}
, !- Vertex 5 Z-coordinate {m}
, !- Vertex 6 X-coordinate {m}
, !- Vertex 6 Y-coordinate {m}
, !- Vertex 6 Z-coordinate {m}
, !- Vertex 7 X-coordinate {m}
, !- Vertex 7 Y-coordinate {m}
, !- Vertex 7 Z-coordinate {m}
, !- Vertex 8 X-coordinate {m}
, !- Vertex 8 Y-coordinate {m}
, !- Vertex 8 Z-coordinate {m}
, !- Vertex 9 X-coordinate {m}
, !- Vertex 9 Y-coordinate {m}
, !- Vertex 9 Z-coordinate {m}
, !- Vertex 10 X-coordinate {m}
, !- Vertex 10 Y-coordinate {m}
, !- Vertex 10 Z-coordinate {m}
, !- Vertex 11 X-coordinate {m}
, !- Vertex 11 Y-coordinate {m}
, !- Vertex 11 Z-coordinate {m}
, !- Vertex 12 X-coordinate {m}
, !- Vertex 12 Y-coordinate {m}
, !- Vertex 12 Z-coordinate {m}
, !- Vertex 13 X-coordinate {m}
, !- Vertex 13 Y-coordinate {m}
, !- Vertex 13 Z-coordinate {m}
, !- Vertex 14 X-coordinate {m}
, !- Vertex 14 Y-coordinate {m}
, !- Vertex 14 Z-coordinate {m}
, !- Vertex 15 X-coordinate {m}
, !- Vertex 15 Y-coordinate {m}
, !- Vertex 15 Z-coordinate {m}
, !- Vertex 16 X-coordinate {m}
, !- Vertex 16 Y-coordinate {m}
, !- Vertex 16 Z-coordinate {m}
, !- Vertex 17 X-coordinate {m}
, !- Vertex 17 Y-coordinate {m}
, !- Vertex 17 Z-coordinate {m}
, !- Vertex 18 X-coordinate {m}
, !- Vertex 18 Y-coordinate {m}
, !- Vertex 18 Z-coordinate {m}
, !- Vertex 19 X-coordinate {m}
, !- Vertex 19 Y-coordinate {m}
, !- Vertex 19 Z-coordinate {m}
, !- Vertex 20 X-coordinate {m}
, !- Vertex 20 Y-coordinate {m}
; !- Vertex 20 Z-coordinate {m}
BuildingSurface:Detailed,
L1-101-SalesCirculation7_Srf_4, !- Name
Wall, !- Surface Type
Hole, !- Construction Name
L1-101-SalesCirculation7 Thermal Zone, !- Zone Name
Surface, !- Outside Boundary Condition
L1-101-SalesAisle10_Srf_4, !- Outside Boundary Condition Object
NoSun, !- Sun Exposure
NoWind, !- Wind Exposure
, !- View Factor to Ground
4, !- Number of Vertices
68.001, !- Vertex 1 X-coordinate {m}
35.296, !- Vertex 1 Y-coordinate {m}
2.134, !- Vertex 1 Z-coordinate {m}
68.001, !- Vertex 2 X-coordinate {m}
35.296, !- Vertex 2 Y-coordinate {m}
0, !- Vertex 2 Z-coordinate {m}
67.026, !- Vertex 3 X-coordinate {m}
35.296, !- Vertex 3 Y-coordinate {m}
0, !- Vertex 3 Z-coordinate {m}
67.026, !- Vertex 4 X-coordinate {m}
35.296, !- Vertex 4 Y-coordinate {m}
2.134, !- Vertex 4 Z-coordinate {m}
, !- Vertex 5 X-coordinate {m}
, !- Vertex 5 Y-coordinate {m}
, !- Vertex 5 Z-coordinate {m}
, !- Vertex 6 X-coordinate {m}
, !- Vertex 6 Y-coordinate {m}
, !- Vertex 6 Z-coordinate {m}
, !- Vertex 7 X-coordinate {m}
, !- Vertex 7 Y-coordinate {m}
, !- Vertex 7 Z-coordinate {m}
, !- Vertex 8 X-coordinate {m}
, !- Vertex 8 Y-coordinate {m}
, !- Vertex 8 Z-coordinate {m}
, !- Vertex 9 X-coordinate {m}
, !- Vertex 9 Y-coordinate {m}
, !- Vertex 9 Z-coordinate {m}
, !- Vertex 10 X-coordinate {m}
, !- Vertex 10 Y-coordinate {m}
, !- Vertex 10 Z-coordinate {m}
, !- Vertex 11 X-coordinate {m}
, !- Vertex 11 Y-coordinate {m}
, !- Vertex 11 Z-coordinate {m}
, !- Vertex 12 X-coordinate {m}
, !- Vertex 12 Y-coordinate {m}
, !- Vertex 12 Z-coordinate {m}
, !- Vertex 13 X-coordinate {m}
, !- Vertex 13 Y-coordinate {m}
, !- Vertex 13 Z-coordinate {m}
, !- Vertex 14 X-coordinate {m}
, !- Vertex 14 Y-coordinate {m}
, !- Vertex 14 Z-coordinate {m}
, !- Vertex 15 X-coordinate {m}
, !- Vertex 15 Y-coordinate {m}
, !- Vertex 15 Z-coordinate {m}
, !- Vertex 16 X-coordinate {m}
, !- Vertex 16 Y-coordinate {m}
, !- Vertex 16 Z-coordinate {m}
, !- Vertex 17 X-coordinate {m}
, !- Vertex 17 Y-coordinate {m}
, !- Vertex 17 Z-coordinate {m}
, !- Vertex 18 X-coordinate {m}
, !- Vertex 18 Y-coordinate {m}
, !- Vertex 18 Z-coordinate {m}
, !- Vertex 19 X-coordinate {m}
, !- Vertex 19 Y-coordinate {m}
, !- Vertex 19 Z-coordinate {m}
, !- Vertex 20 X-coordinate {m}
, !- Vertex 20 Y-coordinate {m}
; !- Vertex 20 Z-coordinate {m}
BuildingSurface:Detailed,
L1-101-SalesCirculation7_Srf_5, !- Name
Wall, !- Surface Type
Hole, !- Construction Name
L1-101-SalesCirculation7 Thermal Zone, !- Zone Name
Surface, !- Outside Boundary Condition
L1-101-SalesRefrigerationEndcap3_Srf_4, !- Outside Boundary Condition Object
NoSun, !- Sun Exposure
NoWind, !- Wind Exposure
, !- View Factor to Ground
4, !- Number of Vertices
67.026, !- Vertex 1 X-coordinate {m}
35.296, !- Vertex 1 Y-coordinate {m}
2.134, !- Vertex 1 Z-coordinate {m}
67.026, !- Vertex 2 X-coordinate {m}
35.296, !- Vertex 2 Y-coordinate {m}
0, !- Vertex 2 Z-coordinate {m}
67.026, !- Vertex 3 X-coordinate {m}
33.284, !- Vertex 3 Y-coordinate {m}
0, !- Vertex 3 Z-coordinate {m}
67.026, !- Vertex 4 X-coordinate {m}
33.284, !- Vertex 4 Y-coordinate {m}
2.134, !- Vertex 4 Z-coordinate {m}
, !- Vertex 5 X-coordinate {m}
, !- Vertex 5 Y-coordinate {m}
, !- Vertex 5 Z-coordinate {m}
, !- Vertex 6 X-coordinate {m}
, !- Vertex 6 Y-coordinate {m}
, !- Vertex 6 Z-coordinate {m}
, !- Vertex 7 X-coordinate {m}
, !- Vertex 7 Y-coordinate {m}
, !- Vertex 7 Z-coordinate {m}
, !- Vertex 8 X-coordinate {m}
, !- Vertex 8 Y-coordinate {m}
, !- Vertex 8 Z-coordinate {m}
, !- Vertex 9 X-coordinate {m}
, !- Vertex 9 Y-coordinate {m}
, !- Vertex 9 Z-coordinate {m}
, !- Vertex 10 X-coordinate {m}
, !- Vertex 10 Y-coordinate {m}
, !- Vertex 10 Z-coordinate {m}
, !- Vertex 11 X-coordinate {m}
, !- Vertex 11 Y-coordinate {m}
, !- Vertex 11 Z-coordinate {m}
, !- Vertex 12 X-coordinate {m}
, !- Vertex 12 Y-coordinate {m}
, !- Vertex 12 Z-coordinate {m}
, !- Vertex 13 X-coordinate {m}
, !- Vertex 13 Y-coordinate {m}
, !- Vertex 13 Z-coordinate {m}
, !- Vertex 14 X-coordinate {m}
, !- Vertex 14 Y-coordinate {m}
, !- Vertex 14 Z-coordinate {m}
, !- Vertex 15 X-coordinate {m}
, !- Vertex 15 Y-coordinate {m}
, !- Vertex 15 Z-coordinate {m}
, !- Vertex 16 X-coordinate {m}
, !- Vertex 16 Y-coordinate {m}
, !- Vertex 16 Z-coordinate {m}
, !- Vertex 17 X-coordinate {m}
, !- Vertex 17 Y-coordinate {m}
, !- Vertex 17 Z-coordinate {m}
, !- Vertex 18 X-coordinate {m}
, !- Vertex 18 Y-coordinate {m}
, !- Vertex 18 Z-coordinate {m}
, !- Vertex 19 X-coordinate {m}
, !- Vertex 19 Y-coordinate {m}
, !- Vertex 19 Z-coordinate {m}
, !- Vertex 20 X-coordinate {m}
, !- Vertex 20 Y-coordinate {m}
; !- Vertex 20 Z-coordinate {m}
BuildingSurface:Detailed,
L1-101-SalesCirculation7_Srf_6, !- Name
Wall, !- Surface Type
Hole, !- Construction Name
L1-101-SalesCirculation7 Thermal Zone, !- Zone Name
Surface, !- Outside Boundary Condition
L1-101-SalesRefrigerationEndcap3_Srf_3, !- Outside Boundary Condition Object
NoSun, !- Sun Exposure
NoWind, !- Wind Exposure
, !- View Factor to Ground
4, !- Number of Vertices
67.026, !- Vertex 1 X-coordinate {m}
33.284, !- Vertex 1 Y-coordinate {m}
2.134, !- Vertex 1 Z-coordinate {m}
67.026, !- Vertex 2 X-coordinate {m}
33.284, !- Vertex 2 Y-coordinate {m}
0, !- Vertex 2 Z-coordinate {m}
66.446, !- Vertex 3 X-coordinate {m}
33.284, !- Vertex 3 Y-coordinate {m}
0, !- Vertex 3 Z-coordinate {m}
66.446, !- Vertex 4 X-coordinate {m}
33.284, !- Vertex 4 Y-coordinate {m}
2.134, !- Vertex 4 Z-coordinate {m}
, !- Vertex 5 X-coordinate {m}
, !- Vertex 5 Y-coordinate {m}
, !- Vertex 5 Z-coordinate {m}
, !- Vertex 6 X-coordinate {m}
, !- Vertex 6 Y-coordinate {m}
, !- Vertex 6 Z-coordinate {m}
, !- Vertex 7 X-coordinate {m}
, !- Vertex 7 Y-coordinate {m}
, !- Vertex 7 Z-coordinate {m}
, !- Vertex 8 X-coordinate {m}
, !- Vertex 8 Y-coordinate {m}
, !- Vertex 8 Z-coordinate {m}
, !- Vertex 9 X-coordinate {m}
, !- Vertex 9 Y-coordinate {m}
, !- Vertex 9 Z-coordinate {m}
, !- Vertex 10 X-coordinate {m}
, !- Vertex 10 Y-coordinate {m}
, !- Vertex 10 Z-coordinate {m}
, !- Vertex 11 X-coordinate {m}
, !- Vertex 11 Y-coordinate {m}
, !- Vertex 11 Z-coordinate {m}
, !- Vertex 12 X-coordinate {m}
, !- Vertex 12 Y-coordinate {m}
, !- Vertex 12 Z-coordinate {m}
, !- Vertex 13 X-coordinate {m}
, !- Vertex 13 Y-coordinate {m}
, !- Vertex 13 Z-coordinate {m}
, !- Vertex 14 X-coordinate {m}
, !- Vertex 14 Y-coordinate {m}
, !- Vertex 14 Z-coordinate {m}
, !- Vertex 15 X-coordinate {m}
, !- Vertex 15 Y-coordinate {m}
, !- Vertex 15 Z-coordinate {m}
, !- Vertex 16 X-coordinate {m}
, !- Vertex 16 Y-coordinate {m}
, !- Vertex 16 Z-coordinate {m}
, !- Vertex 17 X-coordinate {m}
, !- Vertex 17 Y-coordinate {m}
, !- Vertex 17 Z-coordinate {m}
, !- Vertex 18 X-coordinate {m}
, !- Vertex 18 Y-coordinate {m}
, !- Vertex 18 Z-coordinate {m}
, !- Vertex 19 X-coordinate {m}
, !- Vertex 19 Y-coordinate {m}
, !- Vertex 19 Z-coordinate {m}
, !- Vertex 20 X-coordinate {m}
, !- Vertex 20 Y-coordinate {m}
; !- Vertex 20 Z-coordinate {m}
BuildingSurface:Detailed,
L1-101-SalesCirculation7_Srf_7, !- Name
Wall, !- Surface Type
Hole, !- Construction Name
L1-101-SalesCirculation7 Thermal Zone, !- Zone Name
Surface, !- Outside Boundary Condition
L1-101-SalesCirculation2_Srf_13, !- Outside Boundary Condition Object
NoSun, !- Sun Exposure
NoWind, !- Wind Exposure
, !- View Factor to Ground
4, !- Number of Vertices
66.446, !- Vertex 1 X-coordinate {m}
33.284, !- Vertex 1 Y-coordinate {m}
2.134, !- Vertex 1 Z-coordinate {m}
66.446, !- Vertex 2 X-coordinate {m}
33.284, !- Vertex 2 Y-coordinate {m}
0, !- Vertex 2 Z-coordinate {m}
66.446, !- Vertex 3 X-coordinate {m}
31.364, !- Vertex 3 Y-coordinate {m}
0, !- Vertex 3 Z-coordinate {m}
66.446, !- Vertex 4 X-coordinate {m}
31.364, !- Vertex 4 Y-coordinate {m}
2.134, !- Vertex 4 Z-coordinate {m}
, !- Vertex 5 X-coordinate {m}
, !- Vertex 5 Y-coordinate {m}
, !- Vertex 5 Z-coordinate {m}
, !- Vertex 6 X-coordinate {m}
, !- Vertex 6 Y-coordinate {m}
, !- Vertex 6 Z-coordinate {m}
, !- Vertex 7 X-coordinate {m}
, !- Vertex 7 Y-coordinate {m}
, !- Vertex 7 Z-coordinate {m}
, !- Vertex 8 X-coordinate {m}
, !- Vertex 8 Y-coordinate {m}
, !- Vertex 8 Z-coordinate {m}
, !- Vertex 9 X-coordinate {m}
, !- Vertex 9 Y-coordinate {m}
, !- Vertex 9 Z-coordinate {m}
, !- Vertex 10 X-coordinate {m}
, !- Vertex 10 Y-coordinate {m}
, !- Vertex 10 Z-coordinate {m}
, !- Vertex 11 X-coordinate {m}
, !- Vertex 11 Y-coordinate {m}
, !- Vertex 11 Z-coordinate {m}
, !- Vertex 12 X-coordinate {m}
, !- Vertex 12 Y-coordinate {m}
, !- Vertex 12 Z-coordinate {m}
, !- Vertex 13 X-coordinate {m}
, !- Vertex 13 Y-coordinate {m}
, !- Vertex 13 Z-coordinate {m}
, !- Vertex 14 X-coordinate {m}
, !- Vertex 14 Y-coordinate {m}
, !- Vertex 14 Z-coordinate {m}
, !- Vertex 15 X-coordinate {m}
, !- Vertex 15 Y-coordinate {m}
, !- Vertex 15 Z-coordinate {m}
, !- Vertex 16 X-coordinate {m}
, !- Vertex 16 Y-coordinate {m}
, !- Vertex 16 Z-coordinate {m}
, !- Vertex 17 X-coordinate {m}
, !- Vertex 17 Y-coordinate {m}
, !- Vertex 17 Z-coordinate {m}
, !- Vertex 18 X-coordinate {m}
, !- Vertex 18 Y-coordinate {m}
, !- Vertex 18 Z-coordinate {m}
, !- Vertex 19 X-coordinate {m}
, !- Vertex 19 Y-coordinate {m}
, !- Vertex 19 Z-coordinate {m}
, !- Vertex 20 X-coordinate {m}
, !- Vertex 20 Y-coordinate {m}
; !- Vertex 20 Z-coordinate {m}
BuildingSurface:Detailed,
L1-101-SalesCirculation7_Srf_8, !- Name
Wall, !- Surface Type
Hole, !- Construction Name
L1-101-SalesCirculation7 Thermal Zone, !- Zone Name
Surface, !- Outside Boundary Condition
L1-102-SelfCheckout_Srf_4, !- Outside Boundary Condition Object
NoSun, !- Sun Exposure
NoWind, !- Wind Exposure
, !- View Factor to Ground
4, !- Number of Vertices
66.446, !- Vertex 1 X-coordinate {m}
31.364, !- Vertex 1 Y-coordinate {m}
2.134, !- Vertex 1 Z-coordinate {m}
66.446, !- Vertex 2 X-coordinate {m}
31.364, !- Vertex 2 Y-coordinate {m}
0, !- Vertex 2 Z-coordinate {m}
69.129, !- Vertex 3 X-coordinate {m}
31.364, !- Vertex 3 Y-coordinate {m}
0, !- Vertex 3 Z-coordinate {m}
69.129, !- Vertex 4 X-coordinate {m}
31.364, !- Vertex 4 Y-coordinate {m}
2.134, !- Vertex 4 Z-coordinate {m}
, !- Vertex 5 X-coordinate {m}
, !- Vertex 5 Y-coordinate {m}
, !- Vertex 5 Z-coordinate {m}
, !- Vertex 6 X-coordinate {m}
, !- Vertex 6 Y-coordinate {m}
, !- Vertex 6 Z-coordinate {m}
, !- Vertex 7 X-coordinate {m}
, !- Vertex 7 Y-coordinate {m}
, !- Vertex 7 Z-coordinate {m}
, !- Vertex 8 X-coordinate {m}
, !- Vertex 8 Y-coordinate {m}
, !- Vertex 8 Z-coordinate {m}
, !- Vertex 9 X-coordinate {m}
, !- Vertex 9 Y-coordinate {m}
, !- Vertex 9 Z-coordinate {m}
, !- Vertex 10 X-coordinate {m}
, !- Vertex 10 Y-coordinate {m}
, !- Vertex 10 Z-coordinate {m}
, !- Vertex 11 X-coordinate {m}
, !- Vertex 11 Y-coordinate {m}
, !- Vertex 11 Z-coordinate {m}
, !- Vertex 12 X-coordinate {m}
, !- Vertex 12 Y-coordinate {m}
, !- Vertex 12 Z-coordinate {m}
, !- Vertex 13 X-coordinate {m}
, !- Vertex 13 Y-coordinate {m}
, !- Vertex 13 Z-coordinate {m}
, !- Vertex 14 X-coordinate {m}
, !- Vertex 14 Y-coordinate {m}
, !- Vertex 14 Z-coordinate {m}
, !- Vertex 15 X-coordinate {m}
, !- Vertex 15 Y-coordinate {m}
, !- Vertex 15 Z-coordinate {m}
, !- Vertex 16 X-coordinate {m}
, !- Vertex 16 Y-coordinate {m}
, !- Vertex 16 Z-coordinate {m}
, !- Vertex 17 X-coordinate {m}
, !- Vertex 17 Y-coordinate {m}
, !- Vertex 17 Z-coordinate {m}
, !- Vertex 18 X-coordinate {m}
, !- Vertex 18 Y-coordinate {m}
, !- Vertex 18 Z-coordinate {m}
, !- Vertex 19 X-coordinate {m}
, !- Vertex 19 Y-coordinate {m}
, !- Vertex 19 Z-coordinate {m}
, !- Vertex 20 X-coordinate {m}
, !- Vertex 20 Y-coordinate {m}
; !- Vertex 20 Z-coordinate {m}
BuildingSurface:Detailed,
L1-101-SalesCirculation7_Srf_9, !- Name
Wall, !- Surface Type
Hole, !- Construction Name
L1-101-SalesCirculation7 Thermal Zone, !- Zone Name
Surface, !- Outside Boundary Condition
L1-101-SalesCirculation9_Srf_3, !- Outside Boundary Condition Object
NoSun, !- Sun Exposure
NoWind, !- Wind Exposure
, !- View Factor to Ground
4, !- Number of Vertices
69.129, !- Vertex 1 X-coordinate {m}
31.364, !- Vertex 1 Y-coordinate {m}
2.134, !- Vertex 1 Z-coordinate {m}
69.129, !- Vertex 2 X-coordinate {m}
31.364, !- Vertex 2 Y-coordinate {m}
0, !- Vertex 2 Z-coordinate {m}
69.129, !- Vertex 3 X-coordinate {m}
34.245, !- Vertex 3 Y-coordinate {m}
0, !- Vertex 3 Z-coordinate {m}
69.129, !- Vertex 4 X-coordinate {m}
34.245, !- Vertex 4 Y-coordinate {m}
2.134, !- Vertex 4 Z-coordinate {m}
, !- Vertex 5 X-coordinate {m}
, !- Vertex 5 Y-coordinate {m}
, !- Vertex 5 Z-coordinate {m}
, !- Vertex 6 X-coordinate {m}
, !- Vertex 6 Y-coordinate {m}
, !- Vertex 6 Z-coordinate {m}
, !- Vertex 7 X-coordinate {m}
, !- Vertex 7 Y-coordinate {m}
, !- Vertex 7 Z-coordinate {m}
, !- Vertex 8 X-coordinate {m}
, !- Vertex 8 Y-coordinate {m}
, !- Vertex 8 Z-coordinate {m}
, !- Vertex 9 X-coordinate {m}
, !- Vertex 9 Y-coordinate {m}
, !- Vertex 9 Z-coordinate {m}
, !- Vertex 10 X-coordinate {m}
, !- Vertex 10 Y-coordinate {m}
, !- Vertex 10 Z-coordinate {m}
, !- Vertex 11 X-coordinate {m}
, !- Vertex 11 Y-coordinate {m}
, !- Vertex 11 Z-coordinate {m}
, !- Vertex 12 X-coordinate {m}
, !- Vertex 12 Y-coordinate {m}
, !- Vertex 12 Z-coordinate {m}
, !- Vertex 13 X-coordinate {m}
, !- Vertex 13 Y-coordinate {m}
, !- Vertex 13 Z-coordinate {m}
, !- Vertex 14 X-coordinate {m}
, !- Vertex 14 Y-coordinate {m}
, !- Vertex 14 Z-coordinate {m}
, !- Vertex 15 X-coordinate {m}
, !- Vertex 15 Y-coordinate {m}
, !- Vertex 15 Z-coordinate {m}
, !- Vertex 16 X-coordinate {m}
, !- Vertex 16 Y-coordinate {m}
, !- Vertex 16 Z-coordinate {m}
, !- Vertex 17 X-coordinate {m}
, !- Vertex 17 Y-coordinate {m}
, !- Vertex 17 Z-coordinate {m}
, !- Vertex 18 X-coordinate {m}
, !- Vertex 18 Y-coordinate {m}
, !- Vertex 18 Z-coordinate {m}
, !- Vertex 19 X-coordinate {m}
, !- Vertex 19 Y-coordinate {m}
, !- Vertex 19 Z-coordinate {m}
, !- Vertex 20 X-coordinate {m}
, !- Vertex 20 Y-coordinate {m}
; !- Vertex 20 Z-coordinate {m}
BuildingSurface:Detailed,
L1-101-SalesCirculation8_Srf_0, !- Name
Floor, !- Surface Type
Hole, !- Construction Name
L1-101-SalesCirculation8 Thermal Zone, !- Zone Name
ground, !- Outside Boundary Condition
, !- Outside Boundary Condition Object
NoSun, !- Sun Exposure
NoWind, !- Wind Exposure
, !- View Factor to Ground
4, !- Number of Vertices
77.337, !- Vertex 1 X-coordinate {m}
41.605, !- Vertex 1 Y-coordinate {m}
0, !- Vertex 1 Z-coordinate {m}
77.337, !- Vertex 2 X-coordinate {m}
34.245, !- Vertex 2 Y-coordinate {m}
0, !- Vertex 2 Z-coordinate {m}
76.291, !- Vertex 3 X-coordinate {m}
34.245, !- Vertex 3 Y-coordinate {m}
0, !- Vertex 3 Z-coordinate {m}
76.291, !- Vertex 4 X-coordinate {m}
41.605, !- Vertex 4 Y-coordinate {m}
0, !- Vertex 4 Z-coordinate {m}
, !- Vertex 5 X-coordinate {m}
, !- Vertex 5 Y-coordinate {m}
, !- Vertex 5 Z-coordinate {m}
, !- Vertex 6 X-coordinate {m}
, !- Vertex 6 Y-coordinate {m}
, !- Vertex 6 Z-coordinate {m}
, !- Vertex 7 X-coordinate {m}
, !- Vertex 7 Y-coordinate {m}
, !- Vertex 7 Z-coordinate {m}
, !- Vertex 8 X-coordinate {m}
, !- Vertex 8 Y-coordinate {m}
, !- Vertex 8 Z-coordinate {m}
, !- Vertex 9 X-coordinate {m}
, !- Vertex 9 Y-coordinate {m}
, !- Vertex 9 Z-coordinate {m}
, !- Vertex 10 X-coordinate {m}
, !- Vertex 10 Y-coordinate {m}
, !- Vertex 10 Z-coordinate {m}
, !- Vertex 11 X-coordinate {m}
, !- Vertex 11 Y-coordinate {m}
, !- Vertex 11 Z-coordinate {m}
, !- Vertex 12 X-coordinate {m}
, !- Vertex 12 Y-coordinate {m}
, !- Vertex 12 Z-coordinate {m}
, !- Vertex 13 X-coordinate {m}
, !- Vertex 13 Y-coordinate {m}
, !- Vertex 13 Z-coordinate {m}
, !- Vertex 14 X-coordinate {m}
, !- Vertex 14 Y-coordinate {m}
, !- Vertex 14 Z-coordinate {m}
, !- Vertex 15 X-coordinate {m}
, !- Vertex 15 Y-coordinate {m}
, !- Vertex 15 Z-coordinate {m}
, !- Vertex 16 X-coordinate {m}
, !- Vertex 16 Y-coordinate {m}
, !- Vertex 16 Z-coordinate {m}
, !- Vertex 17 X-coordinate {m}
, !- Vertex 17 Y-coordinate {m}
, !- Vertex 17 Z-coordinate {m}
, !- Vertex 18 X-coordinate {m}
, !- Vertex 18 Y-coordinate {m}
, !- Vertex 18 Z-coordinate {m}
, !- Vertex 19 X-coordinate {m}
, !- Vertex 19 Y-coordinate {m}
, !- Vertex 19 Z-coordinate {m}
, !- Vertex 20 X-coordinate {m}
, !- Vertex 20 Y-coordinate {m}
; !- Vertex 20 Z-coordinate {m}
BuildingSurface:Detailed,
L1-101-SalesCirculation8_Srf_1, !- Name
Wall, !- Surface Type
Hole, !- Construction Name
L1-101-SalesCirculation8 Thermal Zone, !- Zone Name
Surface, !- Outside Boundary Condition
L1-101-SalesCirculation5_Srf_15, !- Outside Boundary Condition Object
NoSun, !- Sun Exposure
NoWind, !- Wind Exposure
, !- View Factor to Ground
4, !- Number of Vertices
77.337, !- Vertex 1 X-coordinate {m}
41.605, !- Vertex 1 Y-coordinate {m}
2.134, !- Vertex 1 Z-coordinate {m}
77.337, !- Vertex 2 X-coordinate {m}
41.605, !- Vertex 2 Y-coordinate {m}
0, !- Vertex 2 Z-coordinate {m}
76.291, !- Vertex 3 X-coordinate {m}
41.605, !- Vertex 3 Y-coordinate {m}
0, !- Vertex 3 Z-coordinate {m}
76.291, !- Vertex 4 X-coordinate {m}
41.605, !- Vertex 4 Y-coordinate {m}
2.134, !- Vertex 4 Z-coordinate {m}
, !- Vertex 5 X-coordinate {m}
, !- Vertex 5 Y-coordinate {m}
, !- Vertex 5 Z-coordinate {m}
, !- Vertex 6 X-coordinate {m}
, !- Vertex 6 Y-coordinate {m}
, !- Vertex 6 Z-coordinate {m}
, !- Vertex 7 X-coordinate {m}
, !- Vertex 7 Y-coordinate {m}
, !- Vertex 7 Z-coordinate {m}
, !- Vertex 8 X-coordinate {m}
, !- Vertex 8 Y-coordinate {m}
, !- Vertex 8 Z-coordinate {m}
, !- Vertex 9 X-coordinate {m}
, !- Vertex 9 Y-coordinate {m}
, !- Vertex 9 Z-coordinate {m}
, !- Vertex 10 X-coordinate {m}
, !- Vertex 10 Y-coordinate {m}
, !- Vertex 10 Z-coordinate {m}
, !- Vertex 11 X-coordinate {m}
, !- Vertex 11 Y-coordinate {m}
, !- Vertex 11 Z-coordinate {m}
, !- Vertex 12 X-coordinate {m}
, !- Vertex 12 Y-coordinate {m}
, !- Vertex 12 Z-coordinate {m}
, !- Vertex 13 X-coordinate {m}
, !- Vertex 13 Y-coordinate {m}
, !- Vertex 13 Z-coordinate {m}
, !- Vertex 14 X-coordinate {m}
, !- Vertex 14 Y-coordinate {m}
, !- Vertex 14 Z-coordinate {m}
, !- Vertex 15 X-coordinate {m}
, !- Vertex 15 Y-coordinate {m}
, !- Vertex 15 Z-coordinate {m}
, !- Vertex 16 X-coordinate {m}
, !- Vertex 16 Y-coordinate {m}
, !- Vertex 16 Z-coordinate {m}
, !- Vertex 17 X-coordinate {m}
, !- Vertex 17 Y-coordinate {m}
, !- Vertex 17 Z-coordinate {m}
, !- Vertex 18 X-coordinate {m}
, !- Vertex 18 Y-coordinate {m}
, !- Vertex 18 Z-coordinate {m}
, !- Vertex 19 X-coordinate {m}
, !- Vertex 19 Y-coordinate {m}
, !- Vertex 19 Z-coordinate {m}
, !- Vertex 20 X-coordinate {m}
, !- Vertex 20 Y-coordinate {m}
; !- Vertex 20 Z-coordinate {m}
BuildingSurface:Detailed,
L1-101-SalesCirculation8_Srf_2, !- Name
Wall, !- Surface Type
Hole, !- Construction Name
L1-101-SalesCirculation8 Thermal Zone, !- Zone Name
Surface, !- Outside Boundary Condition
L1-125-PreparedFoods1_Srf_2, !- Outside Boundary Condition Object
NoSun, !- Sun Exposure
NoWind, !- Wind Exposure
, !- View Factor to Ground
4, !- Number of Vertices
76.291, !- Vertex 1 X-coordinate {m}
41.605, !- Vertex 1 Y-coordinate {m}
2.134, !- Vertex 1 Z-coordinate {m}
76.291, !- Vertex 2 X-coordinate {m}
41.605, !- Vertex 2 Y-coordinate {m}
0, !- Vertex 2 Z-coordinate {m}
76.291, !- Vertex 3 X-coordinate {m}
37.856, !- Vertex 3 Y-coordinate {m}
0, !- Vertex 3 Z-coordinate {m}
76.291, !- Vertex 4 X-coordinate {m}
37.856, !- Vertex 4 Y-coordinate {m}
2.134, !- Vertex 4 Z-coordinate {m}
, !- Vertex 5 X-coordinate {m}
, !- Vertex 5 Y-coordinate {m}
, !- Vertex 5 Z-coordinate {m}
, !- Vertex 6 X-coordinate {m}
, !- Vertex 6 Y-coordinate {m}
, !- Vertex 6 Z-coordinate {m}
, !- Vertex 7 X-coordinate {m}
, !- Vertex 7 Y-coordinate {m}
, !- Vertex 7 Z-coordinate {m}
, !- Vertex 8 X-coordinate {m}
, !- Vertex 8 Y-coordinate {m}
, !- Vertex 8 Z-coordinate {m}
, !- Vertex 9 X-coordinate {m}
, !- Vertex 9 Y-coordinate {m}
, !- Vertex 9 Z-coordinate {m}
, !- Vertex 10 X-coordinate {m}
, !- Vertex 10 Y-coordinate {m}
, !- Vertex 10 Z-coordinate {m}
, !- Vertex 11 X-coordinate {m}
, !- Vertex 11 Y-coordinate {m}
, !- Vertex 11 Z-coordinate {m}
, !- Vertex 12 X-coordinate {m}
, !- Vertex 12 Y-coordinate {m}
, !- Vertex 12 Z-coordinate {m}
, !- Vertex 13 X-coordinate {m}
, !- Vertex 13 Y-coordinate {m}
, !- Vertex 13 Z-coordinate {m}
, !- Vertex 14 X-coordinate {m}
, !- Vertex 14 Y-coordinate {m}
, !- Vertex 14 Z-coordinate {m}
, !- Vertex 15 X-coordinate {m}
, !- Vertex 15 Y-coordinate {m}
, !- Vertex 15 Z-coordinate {m}
, !- Vertex 16 X-coordinate {m}
, !- Vertex 16 Y-coordinate {m}
, !- Vertex 16 Z-coordinate {m}
, !- Vertex 17 X-coordinate {m}
, !- Vertex 17 Y-coordinate {m}
, !- Vertex 17 Z-coordinate {m}
, !- Vertex 18 X-coordinate {m}
, !- Vertex 18 Y-coordinate {m}
, !- Vertex 18 Z-coordinate {m}
, !- Vertex 19 X-coordinate {m}
, !- Vertex 19 Y-coordinate {m}
, !- Vertex 19 Z-coordinate {m}
, !- Vertex 20 X-coordinate {m}
, !- Vertex 20 Y-coordinate {m}
; !- Vertex 20 Z-coordinate {m}
BuildingSurface:Detailed,
L1-101-SalesCirculation8_Srf_3, !- Name
Wall, !- Surface Type
Hole, !- Construction Name
L1-101-SalesCirculation8 Thermal Zone, !- Zone Name
Surface, !- Outside Boundary Condition
L1-125-PreparedFoods2_Srf_3, !- Outside Boundary Condition Object
NoSun, !- Sun Exposure
NoWind, !- Wind Exposure
, !- View Factor to Ground
4, !- Number of Vertices
76.291, !- Vertex 1 X-coordinate {m}
37.856, !- Vertex 1 Y-coordinate {m}
2.134, !- Vertex 1 Z-coordinate {m}
76.291, !- Vertex 2 X-coordinate {m}
37.856, !- Vertex 2 Y-coordinate {m}
0, !- Vertex 2 Z-coordinate {m}
76.291, !- Vertex 3 X-coordinate {m}
34.245, !- Vertex 3 Y-coordinate {m}
0, !- Vertex 3 Z-coordinate {m}
76.291, !- Vertex 4 X-coordinate {m}
34.245, !- Vertex 4 Y-coordinate {m}
2.134, !- Vertex 4 Z-coordinate {m}
, !- Vertex 5 X-coordinate {m}
, !- Vertex 5 Y-coordinate {m}
, !- Vertex 5 Z-coordinate {m}
, !- Vertex 6 X-coordinate {m}
, !- Vertex 6 Y-coordinate {m}
, !- Vertex 6 Z-coordinate {m}
, !- Vertex 7 X-coordinate {m}
, !- Vertex 7 Y-coordinate {m}
, !- Vertex 7 Z-coordinate {m}
, !- Vertex 8 X-coordinate {m}
, !- Vertex 8 Y-coordinate {m}
, !- Vertex 8 Z-coordinate {m}
, !- Vertex 9 X-coordinate {m}
, !- Vertex 9 Y-coordinate {m}
, !- Vertex 9 Z-coordinate {m}
, !- Vertex 10 X-coordinate {m}
, !- Vertex 10 Y-coordinate {m}
, !- Vertex 10 Z-coordinate {m}
, !- Vertex 11 X-coordinate {m}
, !- Vertex 11 Y-coordinate {m}
, !- Vertex 11 Z-coordinate {m}
, !- Vertex 12 X-coordinate {m}
, !- Vertex 12 Y-coordinate {m}
, !- Vertex 12 Z-coordinate {m}
, !- Vertex 13 X-coordinate {m}
, !- Vertex 13 Y-coordinate {m}
, !- Vertex 13 Z-coordinate {m}
, !- Vertex 14 X-coordinate {m}
, !- Vertex 14 Y-coordinate {m}
, !- Vertex 14 Z-coordinate {m}
, !- Vertex 15 X-coordinate {m}
, !- Vertex 15 Y-coordinate {m}
, !- Vertex 15 Z-coordinate {m}
, !- Vertex 16 X-coordinate {m}
, !- Vertex 16 Y-coordinate {m}
, !- Vertex 16 Z-coordinate {m}
, !- Vertex 17 X-coordinate {m}
, !- Vertex 17 Y-coordinate {m}
, !- Vertex 17 Z-coordinate {m}
, !- Vertex 18 X-coordinate {m}
, !- Vertex 18 Y-coordinate {m}
, !- Vertex 18 Z-coordinate {m}
, !- Vertex 19 X-coordinate {m}
, !- Vertex 19 Y-coordinate {m}
, !- Vertex 19 Z-coordinate {m}
, !- Vertex 20 X-coordinate {m}
, !- Vertex 20 Y-coordinate {m}
; !- Vertex 20 Z-coordinate {m}
BuildingSurface:Detailed,
L1-101-SalesCirculation8_Srf_4, !- Name
Wall, !- Surface Type
Hole, !- Construction Name
L1-101-SalesCirculation8 Thermal Zone, !- Zone Name
Surface, !- Outside Boundary Condition
L1-101-SalesCirculation9_Srf_1, !- Outside Boundary Condition Object
NoSun, !- Sun Exposure
NoWind, !- Wind Exposure
, !- View Factor to Ground
4, !- Number of Vertices
76.291, !- Vertex 1 X-coordinate {m}
34.245, !- Vertex 1 Y-coordinate {m}
2.134, !- Vertex 1 Z-coordinate {m}
76.291, !- Vertex 2 X-coordinate {m}
34.245, !- Vertex 2 Y-coordinate {m}
0, !- Vertex 2 Z-coordinate {m}
77.337, !- Vertex 3 X-coordinate {m}
34.245, !- Vertex 3 Y-coordinate {m}
0, !- Vertex 3 Z-coordinate {m}
77.337, !- Vertex 4 X-coordinate {m}
34.245, !- Vertex 4 Y-coordinate {m}
2.134, !- Vertex 4 Z-coordinate {m}
, !- Vertex 5 X-coordinate {m}
, !- Vertex 5 Y-coordinate {m}
, !- Vertex 5 Z-coordinate {m}
, !- Vertex 6 X-coordinate {m}
, !- Vertex 6 Y-coordinate {m}
, !- Vertex 6 Z-coordinate {m}
, !- Vertex 7 X-coordinate {m}
, !- Vertex 7 Y-coordinate {m}
, !- Vertex 7 Z-coordinate {m}
, !- Vertex 8 X-coordinate {m}
, !- Vertex 8 Y-coordinate {m}
, !- Vertex 8 Z-coordinate {m}
, !- Vertex 9 X-coordinate {m}
, !- Vertex 9 Y-coordinate {m}
, !- Vertex 9 Z-coordinate {m}
, !- Vertex 10 X-coordinate {m}
, !- Vertex 10 Y-coordinate {m}
, !- Vertex 10 Z-coordinate {m}
, !- Vertex 11 X-coordinate {m}
, !- Vertex 11 Y-coordinate {m}
, !- Vertex 11 Z-coordinate {m}
, !- Vertex 12 X-coordinate {m}
, !- Vertex 12 Y-coordinate {m}
, !- Vertex 12 Z-coordinate {m}
, !- Vertex 13 X-coordinate {m}
, !- Vertex 13 Y-coordinate {m}
, !- Vertex 13 Z-coordinate {m}
, !- Vertex 14 X-coordinate {m}
, !- Vertex 14 Y-coordinate {m}
, !- Vertex 14 Z-coordinate {m}
, !- Vertex 15 X-coordinate {m}
, !- Vertex 15 Y-coordinate {m}
, !- Vertex 15 Z-coordinate {m}
, !- Vertex 16 X-coordinate {m}
, !- Vertex 16 Y-coordinate {m}
, !- Vertex 16 Z-coordinate {m}
, !- Vertex 17 X-coordinate {m}
, !- Vertex 17 Y-coordinate {m}
, !- Vertex 17 Z-coordinate {m}
, !- Vertex 18 X-coordinate {m}
, !- Vertex 18 Y-coordinate {m}
, !- Vertex 18 Z-coordinate {m}
, !- Vertex 19 X-coordinate {m}
, !- Vertex 19 Y-coordinate {m}
, !- Vertex 19 Z-coordinate {m}
, !- Vertex 20 X-coordinate {m}
, !- Vertex 20 Y-coordinate {m}
; !- Vertex 20 Z-coordinate {m}
BuildingSurface:Detailed,
L1-101-SalesCirculation8_Srf_5, !- Name
Wall, !- Surface Type
Hole, !- Construction Name
L1-101-SalesCirculation8 Thermal Zone, !- Zone Name
Surface, !- Outside Boundary Condition
L1-101-SalesRefrigerationReachInPrepared_Srf_1, !- Outside Boundary Condition Object
NoSun, !- Sun Exposure
NoWind, !- Wind Exposure
, !- View Factor to Ground
4, !- Number of Vertices
77.337, !- Vertex 1 X-coordinate {m}
34.245, !- Vertex 1 Y-coordinate {m}
2.134, !- Vertex 1 Z-coordinate {m}
77.337, !- Vertex 2 X-coordinate {m}
34.245, !- Vertex 2 Y-coordinate {m}
0, !- Vertex 2 Z-coordinate {m}
77.337, !- Vertex 3 X-coordinate {m}
41.605, !- Vertex 3 Y-coordinate {m}
0, !- Vertex 3 Z-coordinate {m}
77.337, !- Vertex 4 X-coordinate {m}
41.605, !- Vertex 4 Y-coordinate {m}
2.134, !- Vertex 4 Z-coordinate {m}
, !- Vertex 5 X-coordinate {m}
, !- Vertex 5 Y-coordinate {m}
, !- Vertex 5 Z-coordinate {m}
, !- Vertex 6 X-coordinate {m}
, !- Vertex 6 Y-coordinate {m}
, !- Vertex 6 Z-coordinate {m}
, !- Vertex 7 X-coordinate {m}
, !- Vertex 7 Y-coordinate {m}
, !- Vertex 7 Z-coordinate {m}
, !- Vertex 8 X-coordinate {m}
, !- Vertex 8 Y-coordinate {m}
, !- Vertex 8 Z-coordinate {m}
, !- Vertex 9 X-coordinate {m}
, !- Vertex 9 Y-coordinate {m}
, !- Vertex 9 Z-coordinate {m}
, !- Vertex 10 X-coordinate {m}
, !- Vertex 10 Y-coordinate {m}
, !- Vertex 10 Z-coordinate {m}
, !- Vertex 11 X-coordinate {m}
, !- Vertex 11 Y-coordinate {m}
, !- Vertex 11 Z-coordinate {m}
, !- Vertex 12 X-coordinate {m}
, !- Vertex 12 Y-coordinate {m}
, !- Vertex 12 Z-coordinate {m}
, !- Vertex 13 X-coordinate {m}
, !- Vertex 13 Y-coordinate {m}
, !- Vertex 13 Z-coordinate {m}
, !- Vertex 14 X-coordinate {m}
, !- Vertex 14 Y-coordinate {m}
, !- Vertex 14 Z-coordinate {m}
, !- Vertex 15 X-coordinate {m}
, !- Vertex 15 Y-coordinate {m}
, !- Vertex 15 Z-coordinate {m}
, !- Vertex 16 X-coordinate {m}
, !- Vertex 16 Y-coordinate {m}
, !- Vertex 16 Z-coordinate {m}
, !- Vertex 17 X-coordinate {m}
, !- Vertex 17 Y-coordinate {m}
, !- Vertex 17 Z-coordinate {m}
, !- Vertex 18 X-coordinate {m}
, !- Vertex 18 Y-coordinate {m}
, !- Vertex 18 Z-coordinate {m}
, !- Vertex 19 X-coordinate {m}
, !- Vertex 19 Y-coordinate {m}
, !- Vertex 19 Z-coordinate {m}
, !- Vertex 20 X-coordinate {m}
, !- Vertex 20 Y-coordinate {m}
; !- Vertex 20 Z-coordinate {m}
BuildingSurface:Detailed,
L1-101-SalesCirculation8_Srf_6, !- Name
Roof, !- Surface Type
Roof_BOH, !- Construction Name
L1-101-SalesCirculation8 Thermal Zone, !- Zone Name
Outdoors, !- Outside Boundary Condition
, !- Outside Boundary Condition Object
SunExposed, !- Sun Exposure
WindExposed, !- Wind Exposure
, !- View Factor to Ground
4, !- Number of Vertices
76.291, !- Vertex 1 X-coordinate {m}
41.605, !- Vertex 1 Y-coordinate {m}
2.134, !- Vertex 1 Z-coordinate {m}
76.291, !- Vertex 2 X-coordinate {m}
34.245, !- Vertex 2 Y-coordinate {m}
2.134, !- Vertex 2 Z-coordinate {m}
77.337, !- Vertex 3 X-coordinate {m}
34.245, !- Vertex 3 Y-coordinate {m}
2.134, !- Vertex 3 Z-coordinate {m}
77.337, !- Vertex 4 X-coordinate {m}
41.605, !- Vertex 4 Y-coordinate {m}
2.134, !- Vertex 4 Z-coordinate {m}
, !- Vertex 5 X-coordinate {m}
, !- Vertex 5 Y-coordinate {m}
, !- Vertex 5 Z-coordinate {m}
, !- Vertex 6 X-coordinate {m}
, !- Vertex 6 Y-coordinate {m}
, !- Vertex 6 Z-coordinate {m}
, !- Vertex 7 X-coordinate {m}
, !- Vertex 7 Y-coordinate {m}
, !- Vertex 7 Z-coordinate {m}
, !- Vertex 8 X-coordinate {m}
, !- Vertex 8 Y-coordinate {m}
, !- Vertex 8 Z-coordinate {m}
, !- Vertex 9 X-coordinate {m}
, !- Vertex 9 Y-coordinate {m}
, !- Vertex 9 Z-coordinate {m}
, !- Vertex 10 X-coordinate {m}
, !- Vertex 10 Y-coordinate {m}
, !- Vertex 10 Z-coordinate {m}
, !- Vertex 11 X-coordinate {m}
, !- Vertex 11 Y-coordinate {m}
, !- Vertex 11 Z-coordinate {m}
, !- Vertex 12 X-coordinate {m}
, !- Vertex 12 Y-coordinate {m}
, !- Vertex 12 Z-coordinate {m}
, !- Vertex 13 X-coordinate {m}
, !- Vertex 13 Y-coordinate {m}
, !- Vertex 13 Z-coordinate {m}
, !- Vertex 14 X-coordinate {m}
, !- Vertex 14 Y-coordinate {m}
, !- Vertex 14 Z-coordinate {m}
, !- Vertex 15 X-coordinate {m}
, !- Vertex 15 Y-coordinate {m}
, !- Vertex 15 Z-coordinate {m}
, !- Vertex 16 X-coordinate {m}
, !- Vertex 16 Y-coordinate {m}
, !- Vertex 16 Z-coordinate {m}
, !- Vertex 17 X-coordinate {m}
, !- Vertex 17 Y-coordinate {m}
, !- Vertex 17 Z-coordinate {m}
, !- Vertex 18 X-coordinate {m}
, !- Vertex 18 Y-coordinate {m}
, !- Vertex 18 Z-coordinate {m}
, !- Vertex 19 X-coordinate {m}
, !- Vertex 19 Y-coordinate {m}
, !- Vertex 19 Z-coordinate {m}
, !- Vertex 20 X-coordinate {m}
, !- Vertex 20 Y-coordinate {m}
; !- Vertex 20 Z-coordinate {m}
BuildingSurface:Detailed,
L1-101-SalesCirculation9_Srf_0, !- Name
Floor, !- Surface Type
Hole, !- Construction Name
L1-101-SalesCirculation9 Thermal Zone, !- Zone Name
ground, !- Outside Boundary Condition
, !- Outside Boundary Condition Object
NoSun, !- Sun Exposure
NoWind, !- Wind Exposure
, !- View Factor to Ground
4, !- Number of Vertices
77.337, !- Vertex 1 X-coordinate {m}
34.245, !- Vertex 1 Y-coordinate {m}
0, !- Vertex 1 Z-coordinate {m}
77.337, !- Vertex 2 X-coordinate {m}
31.364, !- Vertex 2 Y-coordinate {m}
0, !- Vertex 2 Z-coordinate {m}
69.129, !- Vertex 3 X-coordinate {m}
31.364, !- Vertex 3 Y-coordinate {m}
0, !- Vertex 3 Z-coordinate {m}
69.129, !- Vertex 4 X-coordinate {m}
34.245, !- Vertex 4 Y-coordinate {m}
0, !- Vertex 4 Z-coordinate {m}
, !- Vertex 5 X-coordinate {m}
, !- Vertex 5 Y-coordinate {m}
, !- Vertex 5 Z-coordinate {m}
, !- Vertex 6 X-coordinate {m}
, !- Vertex 6 Y-coordinate {m}
, !- Vertex 6 Z-coordinate {m}
, !- Vertex 7 X-coordinate {m}
, !- Vertex 7 Y-coordinate {m}
, !- Vertex 7 Z-coordinate {m}
, !- Vertex 8 X-coordinate {m}
, !- Vertex 8 Y-coordinate {m}
, !- Vertex 8 Z-coordinate {m}
, !- Vertex 9 X-coordinate {m}
, !- Vertex 9 Y-coordinate {m}
, !- Vertex 9 Z-coordinate {m}
, !- Vertex 10 X-coordinate {m}
, !- Vertex 10 Y-coordinate {m}
, !- Vertex 10 Z-coordinate {m}
, !- Vertex 11 X-coordinate {m}
, !- Vertex 11 Y-coordinate {m}
, !- Vertex 11 Z-coordinate {m}
, !- Vertex 12 X-coordinate {m}
, !- Vertex 12 Y-coordinate {m}
, !- Vertex 12 Z-coordinate {m}
, !- Vertex 13 X-coordinate {m}
, !- Vertex 13 Y-coordinate {m}
, !- Vertex 13 Z-coordinate {m}
, !- Vertex 14 X-coordinate {m}
, !- Vertex 14 Y-coordinate {m}
, !- Vertex 14 Z-coordinate {m}
, !- Vertex 15 X-coordinate {m}
, !- Vertex 15 Y-coordinate {m}
, !- Vertex 15 Z-coordinate {m}
, !- Vertex 16 X-coordinate {m}
, !- Vertex 16 Y-coordinate {m}
, !- Vertex 16 Z-coordinate {m}
, !- Vertex 17 X-coordinate {m}
, !- Vertex 17 Y-coordinate {m}
, !- Vertex 17 Z-coordinate {m}
, !- Vertex 18 X-coordinate {m}
, !- Vertex 18 Y-coordinate {m}
, !- Vertex 18 Z-coordinate {m}
, !- Vertex 19 X-coordinate {m}
, !- Vertex 19 Y-coordinate {m}
, !- Vertex 19 Z-coordinate {m}
, !- Vertex 20 X-coordinate {m}
, !- Vertex 20 Y-coordinate {m}
; !- Vertex 20 Z-coordinate {m}
BuildingSurface:Detailed,
L1-101-SalesCirculation9_Srf_1, !- Name
Wall, !- Surface Type
Hole, !- Construction Name
L1-101-SalesCirculation9 Thermal Zone, !- Zone Name
Surface, !- Outside Boundary Condition
L1-101-SalesCirculation8_Srf_4, !- Outside Boundary Condition Object
NoSun, !- Sun Exposure
NoWind, !- Wind Exposure
, !- View Factor to Ground
4, !- Number of Vertices
77.337, !- Vertex 1 X-coordinate {m}
34.245, !- Vertex 1 Y-coordinate {m}
2.134, !- Vertex 1 Z-coordinate {m}
77.337, !- Vertex 2 X-coordinate {m}
34.245, !- Vertex 2 Y-coordinate {m}
0, !- Vertex 2 Z-coordinate {m}
76.291, !- Vertex 3 X-coordinate {m}
34.245, !- Vertex 3 Y-coordinate {m}
0, !- Vertex 3 Z-coordinate {m}
76.291, !- Vertex 4 X-coordinate {m}
34.245, !- Vertex 4 Y-coordinate {m}
2.134, !- Vertex 4 Z-coordinate {m}
, !- Vertex 5 X-coordinate {m}
, !- Vertex 5 Y-coordinate {m}
, !- Vertex 5 Z-coordinate {m}
, !- Vertex 6 X-coordinate {m}
, !- Vertex 6 Y-coordinate {m}
, !- Vertex 6 Z-coordinate {m}
, !- Vertex 7 X-coordinate {m}
, !- Vertex 7 Y-coordinate {m}
, !- Vertex 7 Z-coordinate {m}
, !- Vertex 8 X-coordinate {m}
, !- Vertex 8 Y-coordinate {m}
, !- Vertex 8 Z-coordinate {m}
, !- Vertex 9 X-coordinate {m}
, !- Vertex 9 Y-coordinate {m}
, !- Vertex 9 Z-coordinate {m}
, !- Vertex 10 X-coordinate {m}
, !- Vertex 10 Y-coordinate {m}
, !- Vertex 10 Z-coordinate {m}
, !- Vertex 11 X-coordinate {m}
, !- Vertex 11 Y-coordinate {m}
, !- Vertex 11 Z-coordinate {m}
, !- Vertex 12 X-coordinate {m}
, !- Vertex 12 Y-coordinate {m}
, !- Vertex 12 Z-coordinate {m}
, !- Vertex 13 X-coordinate {m}
, !- Vertex 13 Y-coordinate {m}
, !- Vertex 13 Z-coordinate {m}
, !- Vertex 14 X-coordinate {m}
, !- Vertex 14 Y-coordinate {m}
, !- Vertex 14 Z-coordinate {m}
, !- Vertex 15 X-coordinate {m}
, !- Vertex 15 Y-coordinate {m}
, !- Vertex 15 Z-coordinate {m}
, !- Vertex 16 X-coordinate {m}
, !- Vertex 16 Y-coordinate {m}
, !- Vertex 16 Z-coordinate {m}
, !- Vertex 17 X-coordinate {m}
, !- Vertex 17 Y-coordinate {m}
, !- Vertex 17 Z-coordinate {m}
, !- Vertex 18 X-coordinate {m}
, !- Vertex 18 Y-coordinate {m}
, !- Vertex 18 Z-coordinate {m}
, !- Vertex 19 X-coordinate {m}
, !- Vertex 19 Y-coordinate {m}
, !- Vertex 19 Z-coordinate {m}
, !- Vertex 20 X-coordinate {m}
, !- Vertex 20 Y-coordinate {m}
; !- Vertex 20 Z-coordinate {m}
BuildingSurface:Detailed,
L1-101-SalesCirculation9_Srf_2, !- Name
Wall, !- Surface Type
Hole, !- Construction Name
L1-101-SalesCirculation9 Thermal Zone, !- Zone Name
Surface, !- Outside Boundary Condition
L1-125-PreparedFoods2_Srf_2, !- Outside Boundary Condition Object
NoSun, !- Sun Exposure
NoWind, !- Wind Exposure
, !- View Factor to Ground
4, !- Number of Vertices
76.291, !- Vertex 1 X-coordinate {m}
34.245, !- Vertex 1 Y-coordinate {m}
2.134, !- Vertex 1 Z-coordinate {m}
76.291, !- Vertex 2 X-coordinate {m}
34.245, !- Vertex 2 Y-coordinate {m}
0, !- Vertex 2 Z-coordinate {m}
69.129, !- Vertex 3 X-coordinate {m}
34.245, !- Vertex 3 Y-coordinate {m}
0, !- Vertex 3 Z-coordinate {m}
69.129, !- Vertex 4 X-coordinate {m}
34.245, !- Vertex 4 Y-coordinate {m}
2.134, !- Vertex 4 Z-coordinate {m}
, !- Vertex 5 X-coordinate {m}
, !- Vertex 5 Y-coordinate {m}
, !- Vertex 5 Z-coordinate {m}
, !- Vertex 6 X-coordinate {m}
, !- Vertex 6 Y-coordinate {m}
, !- Vertex 6 Z-coordinate {m}
, !- Vertex 7 X-coordinate {m}
, !- Vertex 7 Y-coordinate {m}
, !- Vertex 7 Z-coordinate {m}
, !- Vertex 8 X-coordinate {m}
, !- Vertex 8 Y-coordinate {m}
, !- Vertex 8 Z-coordinate {m}
, !- Vertex 9 X-coordinate {m}
, !- Vertex 9 Y-coordinate {m}
, !- Vertex 9 Z-coordinate {m}
, !- Vertex 10 X-coordinate {m}
, !- Vertex 10 Y-coordinate {m}
, !- Vertex 10 Z-coordinate {m}
, !- Vertex 11 X-coordinate {m}
, !- Vertex 11 Y-coordinate {m}
, !- Vertex 11 Z-coordinate {m}
, !- Vertex 12 X-coordinate {m}
, !- Vertex 12 Y-coordinate {m}
, !- Vertex 12 Z-coordinate {m}
, !- Vertex 13 X-coordinate {m}
, !- Vertex 13 Y-coordinate {m}
, !- Vertex 13 Z-coordinate {m}
, !- Vertex 14 X-coordinate {m}
, !- Vertex 14 Y-coordinate {m}
, !- Vertex 14 Z-coordinate {m}
, !- Vertex 15 X-coordinate {m}
, !- Vertex 15 Y-coordinate {m}
, !- Vertex 15 Z-coordinate {m}
, !- Vertex 16 X-coordinate {m}
, !- Vertex 16 Y-coordinate {m}
, !- Vertex 16 Z-coordinate {m}
, !- Vertex 17 X-coordinate {m}
, !- Vertex 17 Y-coordinate {m}
, !- Vertex 17 Z-coordinate {m}
, !- Vertex 18 X-coordinate {m}
, !- Vertex 18 Y-coordinate {m}
, !- Vertex 18 Z-coordinate {m}
, !- Vertex 19 X-coordinate {m}
, !- Vertex 19 Y-coordinate {m}
, !- Vertex 19 Z-coordinate {m}
, !- Vertex 20 X-coordinate {m}
, !- Vertex 20 Y-coordinate {m}
; !- Vertex 20 Z-coordinate {m}
BuildingSurface:Detailed,
L1-101-SalesCirculation9_Srf_3, !- Name
Wall, !- Surface Type
Hole, !- Construction Name
L1-101-SalesCirculation9 Thermal Zone, !- Zone Name
Surface, !- Outside Boundary Condition
L1-101-SalesCirculation7_Srf_9, !- Outside Boundary Condition Object
NoSun, !- Sun Exposure
NoWind, !- Wind Exposure
, !- View Factor to Ground
4, !- Number of Vertices
69.129, !- Vertex 1 X-coordinate {m}
34.245, !- Vertex 1 Y-coordinate {m}
2.134, !- Vertex 1 Z-coordinate {m}
69.129, !- Vertex 2 X-coordinate {m}
34.245, !- Vertex 2 Y-coordinate {m}
0, !- Vertex 2 Z-coordinate {m}
69.129, !- Vertex 3 X-coordinate {m}
31.364, !- Vertex 3 Y-coordinate {m}
0, !- Vertex 3 Z-coordinate {m}
69.129, !- Vertex 4 X-coordinate {m}
31.364, !- Vertex 4 Y-coordinate {m}
2.134, !- Vertex 4 Z-coordinate {m}
, !- Vertex 5 X-coordinate {m}
, !- Vertex 5 Y-coordinate {m}
, !- Vertex 5 Z-coordinate {m}
, !- Vertex 6 X-coordinate {m}
, !- Vertex 6 Y-coordinate {m}
, !- Vertex 6 Z-coordinate {m}
, !- Vertex 7 X-coordinate {m}
, !- Vertex 7 Y-coordinate {m}
, !- Vertex 7 Z-coordinate {m}
, !- Vertex 8 X-coordinate {m}
, !- Vertex 8 Y-coordinate {m}
, !- Vertex 8 Z-coordinate {m}
, !- Vertex 9 X-coordinate {m}
, !- Vertex 9 Y-coordinate {m}
, !- Vertex 9 Z-coordinate {m}
, !- Vertex 10 X-coordinate {m}
, !- Vertex 10 Y-coordinate {m}
, !- Vertex 10 Z-coordinate {m}
, !- Vertex 11 X-coordinate {m}
, !- Vertex 11 Y-coordinate {m}
, !- Vertex 11 Z-coordinate {m}
, !- Vertex 12 X-coordinate {m}
, !- Vertex 12 Y-coordinate {m}
, !- Vertex 12 Z-coordinate {m}
, !- Vertex 13 X-coordinate {m}
, !- Vertex 13 Y-coordinate {m}
, !- Vertex 13 Z-coordinate {m}
, !- Vertex 14 X-coordinate {m}
, !- Vertex 14 Y-coordinate {m}
, !- Vertex 14 Z-coordinate {m}
, !- Vertex 15 X-coordinate {m}
, !- Vertex 15 Y-coordinate {m}
, !- Vertex 15 Z-coordinate {m}
, !- Vertex 16 X-coordinate {m}
, !- Vertex 16 Y-coordinate {m}
, !- Vertex 16 Z-coordinate {m}
, !- Vertex 17 X-coordinate {m}
, !- Vertex 17 Y-coordinate {m}
, !- Vertex 17 Z-coordinate {m}
, !- Vertex 18 X-coordinate {m}
, !- Vertex 18 Y-coordinate {m}
, !- Vertex 18 Z-coordinate {m}
, !- Vertex 19 X-coordinate {m}
, !- Vertex 19 Y-coordinate {m}
, !- Vertex 19 Z-coordinate {m}
, !- Vertex 20 X-coordinate {m}
, !- Vertex 20 Y-coordinate {m}
; !- Vertex 20 Z-coordinate {m}
BuildingSurface:Detailed,
L1-101-SalesCirculation9_Srf_4, !- Name
Wall, !- Surface Type
Hole, !- Construction Name
L1-101-SalesCirculation9 Thermal Zone, !- Zone Name
Surface, !- Outside Boundary Condition
L1-102-SelfCheckout_Srf_3, !- Outside Boundary Condition Object
NoSun, !- Sun Exposure
NoWind, !- Wind Exposure
, !- View Factor to Ground
4, !- Number of Vertices
69.129, !- Vertex 1 X-coordinate {m}
31.364, !- Vertex 1 Y-coordinate {m}
2.134, !- Vertex 1 Z-coordinate {m}
69.129, !- Vertex 2 X-coordinate {m}
31.364, !- Vertex 2 Y-coordinate {m}
0, !- Vertex 2 Z-coordinate {m}
70.439, !- Vertex 3 X-coordinate {m}
31.364, !- Vertex 3 Y-coordinate {m}
0, !- Vertex 3 Z-coordinate {m}
70.439, !- Vertex 4 X-coordinate {m}
31.364, !- Vertex 4 Y-coordinate {m}
2.134, !- Vertex 4 Z-coordinate {m}
, !- Vertex 5 X-coordinate {m}
, !- Vertex 5 Y-coordinate {m}
, !- Vertex 5 Z-coordinate {m}
, !- Vertex 6 X-coordinate {m}
, !- Vertex 6 Y-coordinate {m}
, !- Vertex 6 Z-coordinate {m}
, !- Vertex 7 X-coordinate {m}
, !- Vertex 7 Y-coordinate {m}
, !- Vertex 7 Z-coordinate {m}
, !- Vertex 8 X-coordinate {m}
, !- Vertex 8 Y-coordinate {m}
, !- Vertex 8 Z-coordinate {m}
, !- Vertex 9 X-coordinate {m}
, !- Vertex 9 Y-coordinate {m}
, !- Vertex 9 Z-coordinate {m}
, !- Vertex 10 X-coordinate {m}
, !- Vertex 10 Y-coordinate {m}
, !- Vertex 10 Z-coordinate {m}
, !- Vertex 11 X-coordinate {m}
, !- Vertex 11 Y-coordinate {m}
, !- Vertex 11 Z-coordinate {m}
, !- Vertex 12 X-coordinate {m}
, !- Vertex 12 Y-coordinate {m}
, !- Vertex 12 Z-coordinate {m}
, !- Vertex 13 X-coordinate {m}
, !- Vertex 13 Y-coordinate {m}
, !- Vertex 13 Z-coordinate {m}
, !- Vertex 14 X-coordinate {m}
, !- Vertex 14 Y-coordinate {m}
, !- Vertex 14 Z-coordinate {m}
, !- Vertex 15 X-coordinate {m}
, !- Vertex 15 Y-coordinate {m}
, !- Vertex 15 Z-coordinate {m}
, !- Vertex 16 X-coordinate {m}
, !- Vertex 16 Y-coordinate {m}
, !- Vertex 16 Z-coordinate {m}
, !- Vertex 17 X-coordinate {m}
, !- Vertex 17 Y-coordinate {m}
, !- Vertex 17 Z-coordinate {m}
, !- Vertex 18 X-coordinate {m}
, !- Vertex 18 Y-coordinate {m}
, !- Vertex 18 Z-coordinate {m}
, !- Vertex 19 X-coordinate {m}
, !- Vertex 19 Y-coordinate {m}
, !- Vertex 19 Z-coordinate {m}
, !- Vertex 20 X-coordinate {m}
, !- Vertex 20 Y-coordinate {m}
; !- Vertex 20 Z-coordinate {m}
BuildingSurface:Detailed,
L1-101-SalesCirculation9_Srf_5, !- Name
Wall, !- Surface Type
Hole, !- Construction Name
L1-101-SalesCirculation9 Thermal Zone, !- Zone Name
Surface, !- Outside Boundary Condition
L1-101-SalesCirculation10_Srf_1, !- Outside Boundary Condition Object
NoSun, !- Sun Exposure
NoWind, !- Wind Exposure
, !- View Factor to Ground
4, !- Number of Vertices
70.439, !- Vertex 1 X-coordinate {m}
31.364, !- Vertex 1 Y-coordinate {m}
2.134, !- Vertex 1 Z-coordinate {m}
70.439, !- Vertex 2 X-coordinate {m}
31.364, !- Vertex 2 Y-coordinate {m}
0, !- Vertex 2 Z-coordinate {m}
77.337, !- Vertex 3 X-coordinate {m}
31.364, !- Vertex 3 Y-coordinate {m}
0, !- Vertex 3 Z-coordinate {m}
77.337, !- Vertex 4 X-coordinate {m}
31.364, !- Vertex 4 Y-coordinate {m}
2.134, !- Vertex 4 Z-coordinate {m}
, !- Vertex 5 X-coordinate {m}
, !- Vertex 5 Y-coordinate {m}
, !- Vertex 5 Z-coordinate {m}
, !- Vertex 6 X-coordinate {m}
, !- Vertex 6 Y-coordinate {m}
, !- Vertex 6 Z-coordinate {m}
, !- Vertex 7 X-coordinate {m}
, !- Vertex 7 Y-coordinate {m}
, !- Vertex 7 Z-coordinate {m}
, !- Vertex 8 X-coordinate {m}
, !- Vertex 8 Y-coordinate {m}
, !- Vertex 8 Z-coordinate {m}
, !- Vertex 9 X-coordinate {m}
, !- Vertex 9 Y-coordinate {m}
, !- Vertex 9 Z-coordinate {m}
, !- Vertex 10 X-coordinate {m}
, !- Vertex 10 Y-coordinate {m}
, !- Vertex 10 Z-coordinate {m}
, !- Vertex 11 X-coordinate {m}
, !- Vertex 11 Y-coordinate {m}
, !- Vertex 11 Z-coordinate {m}
, !- Vertex 12 X-coordinate {m}
, !- Vertex 12 Y-coordinate {m}
, !- Vertex 12 Z-coordinate {m}
, !- Vertex 13 X-coordinate {m}
, !- Vertex 13 Y-coordinate {m}
, !- Vertex 13 Z-coordinate {m}
, !- Vertex 14 X-coordinate {m}
, !- Vertex 14 Y-coordinate {m}
, !- Vertex 14 Z-coordinate {m}
, !- Vertex 15 X-coordinate {m}
, !- Vertex 15 Y-coordinate {m}
, !- Vertex 15 Z-coordinate {m}
, !- Vertex 16 X-coordinate {m}
, !- Vertex 16 Y-coordinate {m}
, !- Vertex 16 Z-coordinate {m}
, !- Vertex 17 X-coordinate {m}
, !- Vertex 17 Y-coordinate {m}
, !- Vertex 17 Z-coordinate {m}
, !- Vertex 18 X-coordinate {m}
, !- Vertex 18 Y-coordinate {m}
, !- Vertex 18 Z-coordinate {m}
, !- Vertex 19 X-coordinate {m}
, !- Vertex 19 Y-coordinate {m}
, !- Vertex 19 Z-coordinate {m}
, !- Vertex 20 X-coordinate {m}
, !- Vertex 20 Y-coordinate {m}
; !- Vertex 20 Z-coordinate {m}
BuildingSurface:Detailed,
L1-101-SalesCirculation9_Srf_6, !- Name
Wall, !- Surface Type
Hole, !- Construction Name
L1-101-SalesCirculation9 Thermal Zone, !- Zone Name
Surface, !- Outside Boundary Condition
L1-101-SalesRefrigerationReachInBeverages_Srf_5, !- Outside Boundary Condition Object
NoSun, !- Sun Exposure
NoWind, !- Wind Exposure
, !- View Factor to Ground
4, !- Number of Vertices
77.337, !- Vertex 1 X-coordinate {m}
31.364, !- Vertex 1 Y-coordinate {m}
2.134, !- Vertex 1 Z-coordinate {m}
77.337, !- Vertex 2 X-coordinate {m}
31.364, !- Vertex 2 Y-coordinate {m}
0, !- Vertex 2 Z-coordinate {m}
77.337, !- Vertex 3 X-coordinate {m}
34.245, !- Vertex 3 Y-coordinate {m}
0, !- Vertex 3 Z-coordinate {m}
77.337, !- Vertex 4 X-coordinate {m}
34.245, !- Vertex 4 Y-coordinate {m}
2.134, !- Vertex 4 Z-coordinate {m}
, !- Vertex 5 X-coordinate {m}
, !- Vertex 5 Y-coordinate {m}
, !- Vertex 5 Z-coordinate {m}
, !- Vertex 6 X-coordinate {m}
, !- Vertex 6 Y-coordinate {m}
, !- Vertex 6 Z-coordinate {m}
, !- Vertex 7 X-coordinate {m}
, !- Vertex 7 Y-coordinate {m}
, !- Vertex 7 Z-coordinate {m}
, !- Vertex 8 X-coordinate {m}
, !- Vertex 8 Y-coordinate {m}
, !- Vertex 8 Z-coordinate {m}
, !- Vertex 9 X-coordinate {m}
, !- Vertex 9 Y-coordinate {m}
, !- Vertex 9 Z-coordinate {m}
, !- Vertex 10 X-coordinate {m}
, !- Vertex 10 Y-coordinate {m}
, !- Vertex 10 Z-coordinate {m}
, !- Vertex 11 X-coordinate {m}
, !- Vertex 11 Y-coordinate {m}
, !- Vertex 11 Z-coordinate {m}
, !- Vertex 12 X-coordinate {m}
, !- Vertex 12 Y-coordinate {m}
, !- Vertex 12 Z-coordinate {m}
, !- Vertex 13 X-coordinate {m}
, !- Vertex 13 Y-coordinate {m}
, !- Vertex 13 Z-coordinate {m}
, !- Vertex 14 X-coordinate {m}
, !- Vertex 14 Y-coordinate {m}
, !- Vertex 14 Z-coordinate {m}
, !- Vertex 15 X-coordinate {m}
, !- Vertex 15 Y-coordinate {m}
, !- Vertex 15 Z-coordinate {m}
, !- Vertex 16 X-coordinate {m}
, !- Vertex 16 Y-coordinate {m}
, !- Vertex 16 Z-coordinate {m}
, !- Vertex 17 X-coordinate {m}
, !- Vertex 17 Y-coordinate {m}
, !- Vertex 17 Z-coordinate {m}
, !- Vertex 18 X-coordinate {m}
, !- Vertex 18 Y-coordinate {m}
, !- Vertex 18 Z-coordinate {m}
, !- Vertex 19 X-coordinate {m}
, !- Vertex 19 Y-coordinate {m}
, !- Vertex 19 Z-coordinate {m}
, !- Vertex 20 X-coordinate {m}
, !- Vertex 20 Y-coordinate {m}
; !- Vertex 20 Z-coordinate {m}
BuildingSurface:Detailed,
L1-101-SalesCirculation9_Srf_7, !- Name
Roof, !- Surface Type
Roof_BOH, !- Construction Name
L1-101-SalesCirculation9 Thermal Zone, !- Zone Name
Outdoors, !- Outside Boundary Condition
, !- Outside Boundary Condition Object
SunExposed, !- Sun Exposure
WindExposed, !- Wind Exposure
, !- View Factor to Ground
4, !- Number of Vertices
69.129, !- Vertex 1 X-coordinate {m}
34.245, !- Vertex 1 Y-coordinate {m}
2.134, !- Vertex 1 Z-coordinate {m}
69.129, !- Vertex 2 X-coordinate {m}
31.364, !- Vertex 2 Y-coordinate {m}
2.134, !- Vertex 2 Z-coordinate {m}
77.337, !- Vertex 3 X-coordinate {m}
31.364, !- Vertex 3 Y-coordinate {m}
2.134, !- Vertex 3 Z-coordinate {m}
77.337, !- Vertex 4 X-coordinate {m}
34.245, !- Vertex 4 Y-coordinate {m}
2.134, !- Vertex 4 Z-coordinate {m}
, !- Vertex 5 X-coordinate {m}
, !- Vertex 5 Y-coordinate {m}
, !- Vertex 5 Z-coordinate {m}
, !- Vertex 6 X-coordinate {m}
, !- Vertex 6 Y-coordinate {m}
, !- Vertex 6 Z-coordinate {m}
, !- Vertex 7 X-coordinate {m}
, !- Vertex 7 Y-coordinate {m}
, !- Vertex 7 Z-coordinate {m}
, !- Vertex 8 X-coordinate {m}
, !- Vertex 8 Y-coordinate {m}
, !- Vertex 8 Z-coordinate {m}
, !- Vertex 9 X-coordinate {m}
, !- Vertex 9 Y-coordinate {m}
, !- Vertex 9 Z-coordinate {m}
, !- Vertex 10 X-coordinate {m}
, !- Vertex 10 Y-coordinate {m}
, !- Vertex 10 Z-coordinate {m}
, !- Vertex 11 X-coordinate {m}
, !- Vertex 11 Y-coordinate {m}
, !- Vertex 11 Z-coordinate {m}
, !- Vertex 12 X-coordinate {m}
, !- Vertex 12 Y-coordinate {m}
, !- Vertex 12 Z-coordinate {m}
, !- Vertex 13 X-coordinate {m}
, !- Vertex 13 Y-coordinate {m}
, !- Vertex 13 Z-coordinate {m}
, !- Vertex 14 X-coordinate {m}
, !- Vertex 14 Y-coordinate {m}
, !- Vertex 14 Z-coordinate {m}
, !- Vertex 15 X-coordinate {m}
, !- Vertex 15 Y-coordinate {m}
, !- Vertex 15 Z-coordinate {m}
, !- Vertex 16 X-coordinate {m}
, !- Vertex 16 Y-coordinate {m}
, !- Vertex 16 Z-coordinate {m}
, !- Vertex 17 X-coordinate {m}
, !- Vertex 17 Y-coordinate {m}
, !- Vertex 17 Z-coordinate {m}
, !- Vertex 18 X-coordinate {m}
, !- Vertex 18 Y-coordinate {m}
, !- Vertex 18 Z-coordinate {m}
, !- Vertex 19 X-coordinate {m}
, !- Vertex 19 Y-coordinate {m}
, !- Vertex 19 Z-coordinate {m}
, !- Vertex 20 X-coordinate {m}
, !- Vertex 20 Y-coordinate {m}
; !- Vertex 20 Z-coordinate {m}
BuildingSurface:Detailed,
L1-101-SalesCirculationMeatSeafood_Srf_0, !- Name
Floor, !- Surface Type
Hole, !- Construction Name
L1-101-SalesCirculationMeatSeafood Thermal Zone, !- Zone Name
ground, !- Outside Boundary Condition
, !- Outside Boundary Condition Object
NoSun, !- Sun Exposure
NoWind, !- Wind Exposure
, !- View Factor to Ground
6, !- Number of Vertices
65.46, !- Vertex 1 X-coordinate {m}
58.339, !- Vertex 1 Y-coordinate {m}
0, !- Vertex 1 Z-coordinate {m}
65.46, !- Vertex 2 X-coordinate {m}
55.992, !- Vertex 2 Y-coordinate {m}
0, !- Vertex 2 Z-coordinate {m}
54.529, !- Vertex 3 X-coordinate {m}
55.992, !- Vertex 3 Y-coordinate {m}
0, !- Vertex 3 Z-coordinate {m}
54.529, !- Vertex 4 X-coordinate {m}
57.812, !- Vertex 4 Y-coordinate {m}
0, !- Vertex 4 Z-coordinate {m}
64.557, !- Vertex 5 X-coordinate {m}
57.812, !- Vertex 5 Y-coordinate {m}
0, !- Vertex 5 Z-coordinate {m}
64.557, !- Vertex 6 X-coordinate {m}
58.339, !- Vertex 6 Y-coordinate {m}
0, !- Vertex 6 Z-coordinate {m}
, !- Vertex 7 X-coordinate {m}
, !- Vertex 7 Y-coordinate {m}
, !- Vertex 7 Z-coordinate {m}
, !- Vertex 8 X-coordinate {m}
, !- Vertex 8 Y-coordinate {m}
, !- Vertex 8 Z-coordinate {m}
, !- Vertex 9 X-coordinate {m}
, !- Vertex 9 Y-coordinate {m}
, !- Vertex 9 Z-coordinate {m}
, !- Vertex 10 X-coordinate {m}
, !- Vertex 10 Y-coordinate {m}
, !- Vertex 10 Z-coordinate {m}
, !- Vertex 11 X-coordinate {m}
, !- Vertex 11 Y-coordinate {m}
, !- Vertex 11 Z-coordinate {m}
, !- Vertex 12 X-coordinate {m}
, !- Vertex 12 Y-coordinate {m}
, !- Vertex 12 Z-coordinate {m}
, !- Vertex 13 X-coordinate {m}
, !- Vertex 13 Y-coordinate {m}
, !- Vertex 13 Z-coordinate {m}
, !- Vertex 14 X-coordinate {m}
, !- Vertex 14 Y-coordinate {m}
, !- Vertex 14 Z-coordinate {m}
, !- Vertex 15 X-coordinate {m}
, !- Vertex 15 Y-coordinate {m}
, !- Vertex 15 Z-coordinate {m}
, !- Vertex 16 X-coordinate {m}
, !- Vertex 16 Y-coordinate {m}
, !- Vertex 16 Z-coordinate {m}
, !- Vertex 17 X-coordinate {m}
, !- Vertex 17 Y-coordinate {m}
, !- Vertex 17 Z-coordinate {m}
, !- Vertex 18 X-coordinate {m}
, !- Vertex 18 Y-coordinate {m}
, !- Vertex 18 Z-coordinate {m}
, !- Vertex 19 X-coordinate {m}
, !- Vertex 19 Y-coordinate {m}
, !- Vertex 19 Z-coordinate {m}
, !- Vertex 20 X-coordinate {m}
, !- Vertex 20 Y-coordinate {m}
; !- Vertex 20 Z-coordinate {m}
BuildingSurface:Detailed,
L1-101-SalesCirculationMeatSeafood_Srf_1, !- Name
Wall, !- Surface Type
Hole, !- Construction Name
L1-101-SalesCirculationMeatSeafood Thermal Zone, !- Zone Name
Surface, !- Outside Boundary Condition
L1-101-SalesRefrigerationReachInBeer_Srf_1, !- Outside Boundary Condition Object
NoSun, !- Sun Exposure
NoWind, !- Wind Exposure
, !- View Factor to Ground
4, !- Number of Vertices
65.46, !- Vertex 1 X-coordinate {m}
55.992, !- Vertex 1 Y-coordinate {m}
2.134, !- Vertex 1 Z-coordinate {m}
65.46, !- Vertex 2 X-coordinate {m}
55.992, !- Vertex 2 Y-coordinate {m}
0, !- Vertex 2 Z-coordinate {m}
65.46, !- Vertex 3 X-coordinate {m}
58.339, !- Vertex 3 Y-coordinate {m}
0, !- Vertex 3 Z-coordinate {m}
65.46, !- Vertex 4 X-coordinate {m}
58.339, !- Vertex 4 Y-coordinate {m}
2.134, !- Vertex 4 Z-coordinate {m}
, !- Vertex 5 X-coordinate {m}
, !- Vertex 5 Y-coordinate {m}
, !- Vertex 5 Z-coordinate {m}
, !- Vertex 6 X-coordinate {m}
, !- Vertex 6 Y-coordinate {m}
, !- Vertex 6 Z-coordinate {m}
, !- Vertex 7 X-coordinate {m}
, !- Vertex 7 Y-coordinate {m}
, !- Vertex 7 Z-coordinate {m}
, !- Vertex 8 X-coordinate {m}
, !- Vertex 8 Y-coordinate {m}
, !- Vertex 8 Z-coordinate {m}
, !- Vertex 9 X-coordinate {m}
, !- Vertex 9 Y-coordinate {m}
, !- Vertex 9 Z-coordinate {m}
, !- Vertex 10 X-coordinate {m}
, !- Vertex 10 Y-coordinate {m}
, !- Vertex 10 Z-coordinate {m}
, !- Vertex 11 X-coordinate {m}
, !- Vertex 11 Y-coordinate {m}
, !- Vertex 11 Z-coordinate {m}
, !- Vertex 12 X-coordinate {m}
, !- Vertex 12 Y-coordinate {m}
, !- Vertex 12 Z-coordinate {m}
, !- Vertex 13 X-coordinate {m}
, !- Vertex 13 Y-coordinate {m}
, !- Vertex 13 Z-coordinate {m}
, !- Vertex 14 X-coordinate {m}
, !- Vertex 14 Y-coordinate {m}
, !- Vertex 14 Z-coordinate {m}
, !- Vertex 15 X-coordinate {m}
, !- Vertex 15 Y-coordinate {m}
, !- Vertex 15 Z-coordinate {m}
, !- Vertex 16 X-coordinate {m}
, !- Vertex 16 Y-coordinate {m}
, !- Vertex 16 Z-coordinate {m}
, !- Vertex 17 X-coordinate {m}
, !- Vertex 17 Y-coordinate {m}
, !- Vertex 17 Z-coordinate {m}
, !- Vertex 18 X-coordinate {m}
, !- Vertex 18 Y-coordinate {m}
, !- Vertex 18 Z-coordinate {m}
, !- Vertex 19 X-coordinate {m}
, !- Vertex 19 Y-coordinate {m}
, !- Vertex 19 Z-coordinate {m}
, !- Vertex 20 X-coordinate {m}
, !- Vertex 20 Y-coordinate {m}
; !- Vertex 20 Z-coordinate {m}
BuildingSurface:Detailed,
L1-101-SalesCirculationMeatSeafood_Srf_2, !- Name
Wall, !- Surface Type
Hole, !- Construction Name
L1-101-SalesCirculationMeatSeafood Thermal Zone, !- Zone Name
Surface, !- Outside Boundary Condition
L1-117-SeafoodSurface_Srf_3, !- Outside Boundary Condition Object
NoSun, !- Sun Exposure
NoWind, !- Wind Exposure
, !- View Factor to Ground
4, !- Number of Vertices
65.46, !- Vertex 1 X-coordinate {m}
58.339, !- Vertex 1 Y-coordinate {m}
2.134, !- Vertex 1 Z-coordinate {m}
65.46, !- Vertex 2 X-coordinate {m}
58.339, !- Vertex 2 Y-coordinate {m}
0, !- Vertex 2 Z-coordinate {m}
64.557, !- Vertex 3 X-coordinate {m}
58.339, !- Vertex 3 Y-coordinate {m}
0, !- Vertex 3 Z-coordinate {m}
64.557, !- Vertex 4 X-coordinate {m}
58.339, !- Vertex 4 Y-coordinate {m}
2.134, !- Vertex 4 Z-coordinate {m}
, !- Vertex 5 X-coordinate {m}
, !- Vertex 5 Y-coordinate {m}
, !- Vertex 5 Z-coordinate {m}
, !- Vertex 6 X-coordinate {m}
, !- Vertex 6 Y-coordinate {m}
, !- Vertex 6 Z-coordinate {m}
, !- Vertex 7 X-coordinate {m}
, !- Vertex 7 Y-coordinate {m}
, !- Vertex 7 Z-coordinate {m}
, !- Vertex 8 X-coordinate {m}
, !- Vertex 8 Y-coordinate {m}
, !- Vertex 8 Z-coordinate {m}
, !- Vertex 9 X-coordinate {m}
, !- Vertex 9 Y-coordinate {m}
, !- Vertex 9 Z-coordinate {m}
, !- Vertex 10 X-coordinate {m}
, !- Vertex 10 Y-coordinate {m}
, !- Vertex 10 Z-coordinate {m}
, !- Vertex 11 X-coordinate {m}
, !- Vertex 11 Y-coordinate {m}
, !- Vertex 11 Z-coordinate {m}
, !- Vertex 12 X-coordinate {m}
, !- Vertex 12 Y-coordinate {m}
, !- Vertex 12 Z-coordinate {m}
, !- Vertex 13 X-coordinate {m}
, !- Vertex 13 Y-coordinate {m}
, !- Vertex 13 Z-coordinate {m}
, !- Vertex 14 X-coordinate {m}
, !- Vertex 14 Y-coordinate {m}
, !- Vertex 14 Z-coordinate {m}
, !- Vertex 15 X-coordinate {m}
, !- Vertex 15 Y-coordinate {m}
, !- Vertex 15 Z-coordinate {m}
, !- Vertex 16 X-coordinate {m}
, !- Vertex 16 Y-coordinate {m}
, !- Vertex 16 Z-coordinate {m}
, !- Vertex 17 X-coordinate {m}
, !- Vertex 17 Y-coordinate {m}
, !- Vertex 17 Z-coordinate {m}
, !- Vertex 18 X-coordinate {m}
, !- Vertex 18 Y-coordinate {m}
, !- Vertex 18 Z-coordinate {m}
, !- Vertex 19 X-coordinate {m}
, !- Vertex 19 Y-coordinate {m}
, !- Vertex 19 Z-coordinate {m}
, !- Vertex 20 X-coordinate {m}
, !- Vertex 20 Y-coordinate {m}
; !- Vertex 20 Z-coordinate {m}
BuildingSurface:Detailed,
L1-101-SalesCirculationMeatSeafood_Srf_3, !- Name
Wall, !- Surface Type
Hole, !- Construction Name
L1-101-SalesCirculationMeatSeafood Thermal Zone, !- Zone Name
Surface, !- Outside Boundary Condition
L1-117-SeafoodSurface_Srf_2, !- Outside Boundary Condition Object
NoSun, !- Sun Exposure
NoWind, !- Wind Exposure
, !- View Factor to Ground
4, !- Number of Vertices
64.557, !- Vertex 1 X-coordinate {m}
58.339, !- Vertex 1 Y-coordinate {m}
2.134, !- Vertex 1 Z-coordinate {m}
64.557, !- Vertex 2 X-coordinate {m}
58.339, !- Vertex 2 Y-coordinate {m}
0, !- Vertex 2 Z-coordinate {m}
64.557, !- Vertex 3 X-coordinate {m}
57.812, !- Vertex 3 Y-coordinate {m}
0, !- Vertex 3 Z-coordinate {m}
64.557, !- Vertex 4 X-coordinate {m}
57.812, !- Vertex 4 Y-coordinate {m}
2.134, !- Vertex 4 Z-coordinate {m}
, !- Vertex 5 X-coordinate {m}
, !- Vertex 5 Y-coordinate {m}
, !- Vertex 5 Z-coordinate {m}
, !- Vertex 6 X-coordinate {m}
, !- Vertex 6 Y-coordinate {m}
, !- Vertex 6 Z-coordinate {m}
, !- Vertex 7 X-coordinate {m}
, !- Vertex 7 Y-coordinate {m}
, !- Vertex 7 Z-coordinate {m}
, !- Vertex 8 X-coordinate {m}
, !- Vertex 8 Y-coordinate {m}
, !- Vertex 8 Z-coordinate {m}
, !- Vertex 9 X-coordinate {m}
, !- Vertex 9 Y-coordinate {m}
, !- Vertex 9 Z-coordinate {m}
, !- Vertex 10 X-coordinate {m}
, !- Vertex 10 Y-coordinate {m}
, !- Vertex 10 Z-coordinate {m}
, !- Vertex 11 X-coordinate {m}
, !- Vertex 11 Y-coordinate {m}
, !- Vertex 11 Z-coordinate {m}
, !- Vertex 12 X-coordinate {m}
, !- Vertex 12 Y-coordinate {m}
, !- Vertex 12 Z-coordinate {m}
, !- Vertex 13 X-coordinate {m}
, !- Vertex 13 Y-coordinate {m}
, !- Vertex 13 Z-coordinate {m}
, !- Vertex 14 X-coordinate {m}
, !- Vertex 14 Y-coordinate {m}
, !- Vertex 14 Z-coordinate {m}
, !- Vertex 15 X-coordinate {m}
, !- Vertex 15 Y-coordinate {m}
, !- Vertex 15 Z-coordinate {m}
, !- Vertex 16 X-coordinate {m}
, !- Vertex 16 Y-coordinate {m}
, !- Vertex 16 Z-coordinate {m}
, !- Vertex 17 X-coordinate {m}
, !- Vertex 17 Y-coordinate {m}
, !- Vertex 17 Z-coordinate {m}
, !- Vertex 18 X-coordinate {m}
, !- Vertex 18 Y-coordinate {m}
, !- Vertex 18 Z-coordinate {m}
, !- Vertex 19 X-coordinate {m}
, !- Vertex 19 Y-coordinate {m}
, !- Vertex 19 Z-coordinate {m}
, !- Vertex 20 X-coordinate {m}
, !- Vertex 20 Y-coordinate {m}
; !- Vertex 20 Z-coordinate {m}
BuildingSurface:Detailed,
L1-101-SalesCirculationMeatSeafood_Srf_4, !- Name
Wall, !- Surface Type
Wall_Exterior, !- Construction Name
L1-101-SalesCirculationMeatSeafood Thermal Zone, !- Zone Name
Outdoors, !- Outside Boundary Condition
, !- Outside Boundary Condition Object
SunExposed, !- Sun Exposure
WindExposed, !- Wind Exposure
, !- View Factor to Ground
4, !- Number of Vertices
64.557, !- Vertex 1 X-coordinate {m}
57.812, !- Vertex 1 Y-coordinate {m}
2.134, !- Vertex 1 Z-coordinate {m}
64.557, !- Vertex 2 X-coordinate {m}
57.812, !- Vertex 2 Y-coordinate {m}
0, !- Vertex 2 Z-coordinate {m}
54.529, !- Vertex 3 X-coordinate {m}
57.812, !- Vertex 3 Y-coordinate {m}
0, !- Vertex 3 Z-coordinate {m}
54.529, !- Vertex 4 X-coordinate {m}
57.812, !- Vertex 4 Y-coordinate {m}
2.134, !- Vertex 4 Z-coordinate {m}
, !- Vertex 5 X-coordinate {m}
, !- Vertex 5 Y-coordinate {m}
, !- Vertex 5 Z-coordinate {m}
, !- Vertex 6 X-coordinate {m}
, !- Vertex 6 Y-coordinate {m}
, !- Vertex 6 Z-coordinate {m}
, !- Vertex 7 X-coordinate {m}
, !- Vertex 7 Y-coordinate {m}
, !- Vertex 7 Z-coordinate {m}
, !- Vertex 8 X-coordinate {m}
, !- Vertex 8 Y-coordinate {m}
, !- Vertex 8 Z-coordinate {m}
, !- Vertex 9 X-coordinate {m}
, !- Vertex 9 Y-coordinate {m}
, !- Vertex 9 Z-coordinate {m}
, !- Vertex 10 X-coordinate {m}
, !- Vertex 10 Y-coordinate {m}
, !- Vertex 10 Z-coordinate {m}
, !- Vertex 11 X-coordinate {m}
, !- Vertex 11 Y-coordinate {m}
, !- Vertex 11 Z-coordinate {m}
, !- Vertex 12 X-coordinate {m}
, !- Vertex 12 Y-coordinate {m}
, !- Vertex 12 Z-coordinate {m}
, !- Vertex 13 X-coordinate {m}
, !- Vertex 13 Y-coordinate {m}
, !- Vertex 13 Z-coordinate {m}
, !- Vertex 14 X-coordinate {m}
, !- Vertex 14 Y-coordinate {m}
, !- Vertex 14 Z-coordinate {m}
, !- Vertex 15 X-coordinate {m}
, !- Vertex 15 Y-coordinate {m}
, !- Vertex 15 Z-coordinate {m}
, !- Vertex 16 X-coordinate {m}
, !- Vertex 16 Y-coordinate {m}
, !- Vertex 16 Z-coordinate {m}
, !- Vertex 17 X-coordinate {m}
, !- Vertex 17 Y-coordinate {m}
, !- Vertex 17 Z-coordinate {m}
, !- Vertex 18 X-coordinate {m}
, !- Vertex 18 Y-coordinate {m}
, !- Vertex 18 Z-coordinate {m}
, !- Vertex 19 X-coordinate {m}
, !- Vertex 19 Y-coordinate {m}
, !- Vertex 19 Z-coordinate {m}
, !- Vertex 20 X-coordinate {m}
, !- Vertex 20 Y-coordinate {m}
; !- Vertex 20 Z-coordinate {m}
BuildingSurface:Detailed,
L1-101-SalesCirculationMeatSeafood_Srf_5, !- Name
Wall, !- Surface Type
Hole, !- Construction Name
L1-101-SalesCirculationMeatSeafood Thermal Zone, !- Zone Name
Surface, !- Outside Boundary Condition
L1-101-SalesRefrigerationReachInMeatSubstitutes_Srf_4, !- Outside Boundary Condition Object
NoSun, !- Sun Exposure
NoWind, !- Wind Exposure
, !- View Factor to Ground
4, !- Number of Vertices
54.529, !- Vertex 1 X-coordinate {m}
57.812, !- Vertex 1 Y-coordinate {m}
2.134, !- Vertex 1 Z-coordinate {m}
54.529, !- Vertex 2 X-coordinate {m}
57.812, !- Vertex 2 Y-coordinate {m}
0, !- Vertex 2 Z-coordinate {m}
54.529, !- Vertex 3 X-coordinate {m}
55.992, !- Vertex 3 Y-coordinate {m}
0, !- Vertex 3 Z-coordinate {m}
54.529, !- Vertex 4 X-coordinate {m}
55.992, !- Vertex 4 Y-coordinate {m}
2.134, !- Vertex 4 Z-coordinate {m}
, !- Vertex 5 X-coordinate {m}
, !- Vertex 5 Y-coordinate {m}
, !- Vertex 5 Z-coordinate {m}
, !- Vertex 6 X-coordinate {m}
, !- Vertex 6 Y-coordinate {m}
, !- Vertex 6 Z-coordinate {m}
, !- Vertex 7 X-coordinate {m}
, !- Vertex 7 Y-coordinate {m}
, !- Vertex 7 Z-coordinate {m}
, !- Vertex 8 X-coordinate {m}
, !- Vertex 8 Y-coordinate {m}
, !- Vertex 8 Z-coordinate {m}
, !- Vertex 9 X-coordinate {m}
, !- Vertex 9 Y-coordinate {m}
, !- Vertex 9 Z-coordinate {m}
, !- Vertex 10 X-coordinate {m}
, !- Vertex 10 Y-coordinate {m}
, !- Vertex 10 Z-coordinate {m}
, !- Vertex 11 X-coordinate {m}
, !- Vertex 11 Y-coordinate {m}
, !- Vertex 11 Z-coordinate {m}
, !- Vertex 12 X-coordinate {m}
, !- Vertex 12 Y-coordinate {m}
, !- Vertex 12 Z-coordinate {m}
, !- Vertex 13 X-coordinate {m}
, !- Vertex 13 Y-coordinate {m}
, !- Vertex 13 Z-coordinate {m}
, !- Vertex 14 X-coordinate {m}
, !- Vertex 14 Y-coordinate {m}
, !- Vertex 14 Z-coordinate {m}
, !- Vertex 15 X-coordinate {m}
, !- Vertex 15 Y-coordinate {m}
, !- Vertex 15 Z-coordinate {m}
, !- Vertex 16 X-coordinate {m}
, !- Vertex 16 Y-coordinate {m}
, !- Vertex 16 Z-coordinate {m}
, !- Vertex 17 X-coordinate {m}
, !- Vertex 17 Y-coordinate {m}
, !- Vertex 17 Z-coordinate {m}
, !- Vertex 18 X-coordinate {m}
, !- Vertex 18 Y-coordinate {m}
, !- Vertex 18 Z-coordinate {m}
, !- Vertex 19 X-coordinate {m}
, !- Vertex 19 Y-coordinate {m}
, !- Vertex 19 Z-coordinate {m}
, !- Vertex 20 X-coordinate {m}
, !- Vertex 20 Y-coordinate {m}
; !- Vertex 20 Z-coordinate {m}
BuildingSurface:Detailed,
L1-101-SalesCirculationMeatSeafood_Srf_6, !- Name
Wall, !- Surface Type
Hole, !- Construction Name
L1-101-SalesCirculationMeatSeafood Thermal Zone, !- Zone Name
Surface, !- Outside Boundary Condition
L1-101-SalesCirculation4_Srf_1, !- Outside Boundary Condition Object
NoSun, !- Sun Exposure
NoWind, !- Wind Exposure
, !- View Factor to Ground
4, !- Number of Vertices
54.529, !- Vertex 1 X-coordinate {m}
55.992, !- Vertex 1 Y-coordinate {m}
2.134, !- Vertex 1 Z-coordinate {m}
54.529, !- Vertex 2 X-coordinate {m}
55.992, !- Vertex 2 Y-coordinate {m}
0, !- Vertex 2 Z-coordinate {m}
65.46, !- Vertex 3 X-coordinate {m}
55.992, !- Vertex 3 Y-coordinate {m}
0, !- Vertex 3 Z-coordinate {m}
65.46, !- Vertex 4 X-coordinate {m}
55.992, !- Vertex 4 Y-coordinate {m}
2.134, !- Vertex 4 Z-coordinate {m}
, !- Vertex 5 X-coordinate {m}
, !- Vertex 5 Y-coordinate {m}
, !- Vertex 5 Z-coordinate {m}
, !- Vertex 6 X-coordinate {m}
, !- Vertex 6 Y-coordinate {m}
, !- Vertex 6 Z-coordinate {m}
, !- Vertex 7 X-coordinate {m}
, !- Vertex 7 Y-coordinate {m}
, !- Vertex 7 Z-coordinate {m}
, !- Vertex 8 X-coordinate {m}
, !- Vertex 8 Y-coordinate {m}
, !- Vertex 8 Z-coordinate {m}
, !- Vertex 9 X-coordinate {m}
, !- Vertex 9 Y-coordinate {m}
, !- Vertex 9 Z-coordinate {m}
, !- Vertex 10 X-coordinate {m}
, !- Vertex 10 Y-coordinate {m}
, !- Vertex 10 Z-coordinate {m}
, !- Vertex 11 X-coordinate {m}
, !- Vertex 11 Y-coordinate {m}
, !- Vertex 11 Z-coordinate {m}
, !- Vertex 12 X-coordinate {m}
, !- Vertex 12 Y-coordinate {m}
, !- Vertex 12 Z-coordinate {m}
, !- Vertex 13 X-coordinate {m}
, !- Vertex 13 Y-coordinate {m}
, !- Vertex 13 Z-coordinate {m}
, !- Vertex 14 X-coordinate {m}
, !- Vertex 14 Y-coordinate {m}
, !- Vertex 14 Z-coordinate {m}
, !- Vertex 15 X-coordinate {m}
, !- Vertex 15 Y-coordinate {m}
, !- Vertex 15 Z-coordinate {m}
, !- Vertex 16 X-coordinate {m}
, !- Vertex 16 Y-coordinate {m}
, !- Vertex 16 Z-coordinate {m}
, !- Vertex 17 X-coordinate {m}
, !- Vertex 17 Y-coordinate {m}
, !- Vertex 17 Z-coordinate {m}
, !- Vertex 18 X-coordinate {m}
, !- Vertex 18 Y-coordinate {m}
, !- Vertex 18 Z-coordinate {m}
, !- Vertex 19 X-coordinate {m}
, !- Vertex 19 Y-coordinate {m}
, !- Vertex 19 Z-coordinate {m}
, !- Vertex 20 X-coordinate {m}
, !- Vertex 20 Y-coordinate {m}
; !- Vertex 20 Z-coordinate {m}
BuildingSurface:Detailed,
L1-101-SalesCirculationMeatSeafood_Srf_7, !- Name
Roof, !- Surface Type
Roof_BOH, !- Construction Name
L1-101-SalesCirculationMeatSeafood Thermal Zone, !- Zone Name
Outdoors, !- Outside Boundary Condition
, !- Outside Boundary Condition Object
SunExposed, !- Sun Exposure
WindExposed, !- Wind Exposure
, !- View Factor to Ground
6, !- Number of Vertices
54.529, !- Vertex 1 X-coordinate {m}
57.812, !- Vertex 1 Y-coordinate {m}
2.134, !- Vertex 1 Z-coordinate {m}
54.529, !- Vertex 2 X-coordinate {m}
55.992, !- Vertex 2 Y-coordinate {m}
2.134, !- Vertex 2 Z-coordinate {m}
65.46, !- Vertex 3 X-coordinate {m}
55.992, !- Vertex 3 Y-coordinate {m}
2.134, !- Vertex 3 Z-coordinate {m}
65.46, !- Vertex 4 X-coordinate {m}
58.339, !- Vertex 4 Y-coordinate {m}
2.134, !- Vertex 4 Z-coordinate {m}
64.557, !- Vertex 5 X-coordinate {m}
58.339, !- Vertex 5 Y-coordinate {m}
2.134, !- Vertex 5 Z-coordinate {m}
64.557, !- Vertex 6 X-coordinate {m}
57.812, !- Vertex 6 Y-coordinate {m}
2.134, !- Vertex 6 Z-coordinate {m}
, !- Vertex 7 X-coordinate {m}
, !- Vertex 7 Y-coordinate {m}
, !- Vertex 7 Z-coordinate {m}
, !- Vertex 8 X-coordinate {m}
, !- Vertex 8 Y-coordinate {m}
, !- Vertex 8 Z-coordinate {m}
, !- Vertex 9 X-coordinate {m}
, !- Vertex 9 Y-coordinate {m}
, !- Vertex 9 Z-coordinate {m}
, !- Vertex 10 X-coordinate {m}
, !- Vertex 10 Y-coordinate {m}
, !- Vertex 10 Z-coordinate {m}
, !- Vertex 11 X-coordinate {m}
, !- Vertex 11 Y-coordinate {m}
, !- Vertex 11 Z-coordinate {m}
, !- Vertex 12 X-coordinate {m}
, !- Vertex 12 Y-coordinate {m}
, !- Vertex 12 Z-coordinate {m}
, !- Vertex 13 X-coordinate {m}
, !- Vertex 13 Y-coordinate {m}
, !- Vertex 13 Z-coordinate {m}
, !- Vertex 14 X-coordinate {m}
, !- Vertex 14 Y-coordinate {m}
, !- Vertex 14 Z-coordinate {m}
, !- Vertex 15 X-coordinate {m}
, !- Vertex 15 Y-coordinate {m}
, !- Vertex 15 Z-coordinate {m}
, !- Vertex 16 X-coordinate {m}
, !- Vertex 16 Y-coordinate {m}
, !- Vertex 16 Z-coordinate {m}
, !- Vertex 17 X-coordinate {m}
, !- Vertex 17 Y-coordinate {m}
, !- Vertex 17 Z-coordinate {m}
, !- Vertex 18 X-coordinate {m}
, !- Vertex 18 Y-coordinate {m}
, !- Vertex 18 Z-coordinate {m}
, !- Vertex 19 X-coordinate {m}
, !- Vertex 19 Y-coordinate {m}
, !- Vertex 19 Z-coordinate {m}
, !- Vertex 20 X-coordinate {m}
, !- Vertex 20 Y-coordinate {m}
; !- Vertex 20 Z-coordinate {m}
BuildingSurface:Detailed,
L1-101-SalesRefrigerationAisle1_Srf_0, !- Name
Floor, !- Surface Type
Hole, !- Construction Name
L1-101-SalesRefrigerationAisle1 Thermal Zone, !- Zone Name
ground, !- Outside Boundary Condition
, !- Outside Boundary Condition Object
NoSun, !- Sun Exposure
NoWind, !- Wind Exposure
, !- View Factor to Ground
4, !- Number of Vertices
63.856, !- Vertex 1 X-coordinate {m}
37.316, !- Vertex 1 Y-coordinate {m}
0, !- Vertex 1 Z-coordinate {m}
63.856, !- Vertex 2 X-coordinate {m}
34.869, !- Vertex 2 Y-coordinate {m}
0, !- Vertex 2 Z-coordinate {m}
61.239, !- Vertex 3 X-coordinate {m}
34.869, !- Vertex 3 Y-coordinate {m}
0, !- Vertex 3 Z-coordinate {m}
61.239, !- Vertex 4 X-coordinate {m}
37.316, !- Vertex 4 Y-coordinate {m}
0, !- Vertex 4 Z-coordinate {m}
, !- Vertex 5 X-coordinate {m}
, !- Vertex 5 Y-coordinate {m}
, !- Vertex 5 Z-coordinate {m}
, !- Vertex 6 X-coordinate {m}
, !- Vertex 6 Y-coordinate {m}
, !- Vertex 6 Z-coordinate {m}
, !- Vertex 7 X-coordinate {m}
, !- Vertex 7 Y-coordinate {m}
, !- Vertex 7 Z-coordinate {m}
, !- Vertex 8 X-coordinate {m}
, !- Vertex 8 Y-coordinate {m}
, !- Vertex 8 Z-coordinate {m}
, !- Vertex 9 X-coordinate {m}
, !- Vertex 9 Y-coordinate {m}
, !- Vertex 9 Z-coordinate {m}
, !- Vertex 10 X-coordinate {m}
, !- Vertex 10 Y-coordinate {m}
, !- Vertex 10 Z-coordinate {m}
, !- Vertex 11 X-coordinate {m}
, !- Vertex 11 Y-coordinate {m}
, !- Vertex 11 Z-coordinate {m}
, !- Vertex 12 X-coordinate {m}
, !- Vertex 12 Y-coordinate {m}
, !- Vertex 12 Z-coordinate {m}
, !- Vertex 13 X-coordinate {m}
, !- Vertex 13 Y-coordinate {m}
, !- Vertex 13 Z-coordinate {m}
, !- Vertex 14 X-coordinate {m}
, !- Vertex 14 Y-coordinate {m}
, !- Vertex 14 Z-coordinate {m}
, !- Vertex 15 X-coordinate {m}
, !- Vertex 15 Y-coordinate {m}
, !- Vertex 15 Z-coordinate {m}
, !- Vertex 16 X-coordinate {m}
, !- Vertex 16 Y-coordinate {m}
, !- Vertex 16 Z-coordinate {m}
, !- Vertex 17 X-coordinate {m}
, !- Vertex 17 Y-coordinate {m}
, !- Vertex 17 Z-coordinate {m}
, !- Vertex 18 X-coordinate {m}
, !- Vertex 18 Y-coordinate {m}
, !- Vertex 18 Z-coordinate {m}
, !- Vertex 19 X-coordinate {m}
, !- Vertex 19 Y-coordinate {m}
, !- Vertex 19 Z-coordinate {m}
, !- Vertex 20 X-coordinate {m}
, !- Vertex 20 Y-coordinate {m}
; !- Vertex 20 Z-coordinate {m}
BuildingSurface:Detailed,
L1-101-SalesRefrigerationAisle1_Srf_1, !- Name
Wall, !- Surface Type
Hole, !- Construction Name
L1-101-SalesRefrigerationAisle1 Thermal Zone, !- Zone Name
Surface, !- Outside Boundary Condition
L1-101-SalesCirculation2_Srf_18, !- Outside Boundary Condition Object
NoSun, !- Sun Exposure
NoWind, !- Wind Exposure
, !- View Factor to Ground
4, !- Number of Vertices
61.239, !- Vertex 1 X-coordinate {m}
34.869, !- Vertex 1 Y-coordinate {m}
2.134, !- Vertex 1 Z-coordinate {m}
61.239, !- Vertex 2 X-coordinate {m}
34.869, !- Vertex 2 Y-coordinate {m}
0, !- Vertex 2 Z-coordinate {m}
63.856, !- Vertex 3 X-coordinate {m}
34.869, !- Vertex 3 Y-coordinate {m}
0, !- Vertex 3 Z-coordinate {m}
63.856, !- Vertex 4 X-coordinate {m}
34.869, !- Vertex 4 Y-coordinate {m}
2.134, !- Vertex 4 Z-coordinate {m}
, !- Vertex 5 X-coordinate {m}
, !- Vertex 5 Y-coordinate {m}
, !- Vertex 5 Z-coordinate {m}
, !- Vertex 6 X-coordinate {m}
, !- Vertex 6 Y-coordinate {m}
, !- Vertex 6 Z-coordinate {m}
, !- Vertex 7 X-coordinate {m}
, !- Vertex 7 Y-coordinate {m}
, !- Vertex 7 Z-coordinate {m}
, !- Vertex 8 X-coordinate {m}
, !- Vertex 8 Y-coordinate {m}
, !- Vertex 8 Z-coordinate {m}
, !- Vertex 9 X-coordinate {m}
, !- Vertex 9 Y-coordinate {m}
, !- Vertex 9 Z-coordinate {m}
, !- Vertex 10 X-coordinate {m}
, !- Vertex 10 Y-coordinate {m}
, !- Vertex 10 Z-coordinate {m}
, !- Vertex 11 X-coordinate {m}
, !- Vertex 11 Y-coordinate {m}
, !- Vertex 11 Z-coordinate {m}
, !- Vertex 12 X-coordinate {m}
, !- Vertex 12 Y-coordinate {m}
, !- Vertex 12 Z-coordinate {m}
, !- Vertex 13 X-coordinate {m}
, !- Vertex 13 Y-coordinate {m}
, !- Vertex 13 Z-coordinate {m}
, !- Vertex 14 X-coordinate {m}
, !- Vertex 14 Y-coordinate {m}
, !- Vertex 14 Z-coordinate {m}
, !- Vertex 15 X-coordinate {m}
, !- Vertex 15 Y-coordinate {m}
, !- Vertex 15 Z-coordinate {m}
, !- Vertex 16 X-coordinate {m}
, !- Vertex 16 Y-coordinate {m}
, !- Vertex 16 Z-coordinate {m}
, !- Vertex 17 X-coordinate {m}
, !- Vertex 17 Y-coordinate {m}
, !- Vertex 17 Z-coordinate {m}
, !- Vertex 18 X-coordinate {m}
, !- Vertex 18 Y-coordinate {m}
, !- Vertex 18 Z-coordinate {m}
, !- Vertex 19 X-coordinate {m}
, !- Vertex 19 Y-coordinate {m}
, !- Vertex 19 Z-coordinate {m}
, !- Vertex 20 X-coordinate {m}
, !- Vertex 20 Y-coordinate {m}
; !- Vertex 20 Z-coordinate {m}
BuildingSurface:Detailed,
L1-101-SalesRefrigerationAisle1_Srf_2, !- Name
Wall, !- Surface Type
Hole, !- Construction Name
L1-101-SalesRefrigerationAisle1 Thermal Zone, !- Zone Name
Surface, !- Outside Boundary Condition
L1-101-SalesCirculation2_Srf_17, !- Outside Boundary Condition Object
NoSun, !- Sun Exposure
NoWind, !- Wind Exposure
, !- View Factor to Ground
4, !- Number of Vertices
63.856, !- Vertex 1 X-coordinate {m}
34.869, !- Vertex 1 Y-coordinate {m}
2.134, !- Vertex 1 Z-coordinate {m}
63.856, !- Vertex 2 X-coordinate {m}
34.869, !- Vertex 2 Y-coordinate {m}
0, !- Vertex 2 Z-coordinate {m}
63.856, !- Vertex 3 X-coordinate {m}
35.296, !- Vertex 3 Y-coordinate {m}
0, !- Vertex 3 Z-coordinate {m}
63.856, !- Vertex 4 X-coordinate {m}
35.296, !- Vertex 4 Y-coordinate {m}
2.134, !- Vertex 4 Z-coordinate {m}
, !- Vertex 5 X-coordinate {m}
, !- Vertex 5 Y-coordinate {m}
, !- Vertex 5 Z-coordinate {m}
, !- Vertex 6 X-coordinate {m}
, !- Vertex 6 Y-coordinate {m}
, !- Vertex 6 Z-coordinate {m}
, !- Vertex 7 X-coordinate {m}
, !- Vertex 7 Y-coordinate {m}
, !- Vertex 7 Z-coordinate {m}
, !- Vertex 8 X-coordinate {m}
, !- Vertex 8 Y-coordinate {m}
, !- Vertex 8 Z-coordinate {m}
, !- Vertex 9 X-coordinate {m}
, !- Vertex 9 Y-coordinate {m}
, !- Vertex 9 Z-coordinate {m}
, !- Vertex 10 X-coordinate {m}
, !- Vertex 10 Y-coordinate {m}
, !- Vertex 10 Z-coordinate {m}
, !- Vertex 11 X-coordinate {m}
, !- Vertex 11 Y-coordinate {m}
, !- Vertex 11 Z-coordinate {m}
, !- Vertex 12 X-coordinate {m}
, !- Vertex 12 Y-coordinate {m}
, !- Vertex 12 Z-coordinate {m}
, !- Vertex 13 X-coordinate {m}
, !- Vertex 13 Y-coordinate {m}
, !- Vertex 13 Z-coordinate {m}
, !- Vertex 14 X-coordinate {m}
, !- Vertex 14 Y-coordinate {m}
, !- Vertex 14 Z-coordinate {m}
, !- Vertex 15 X-coordinate {m}
, !- Vertex 15 Y-coordinate {m}
, !- Vertex 15 Z-coordinate {m}
, !- Vertex 16 X-coordinate {m}
, !- Vertex 16 Y-coordinate {m}
, !- Vertex 16 Z-coordinate {m}
, !- Vertex 17 X-coordinate {m}
, !- Vertex 17 Y-coordinate {m}
, !- Vertex 17 Z-coordinate {m}
, !- Vertex 18 X-coordinate {m}
, !- Vertex 18 Y-coordinate {m}
, !- Vertex 18 Z-coordinate {m}
, !- Vertex 19 X-coordinate {m}
, !- Vertex 19 Y-coordinate {m}
, !- Vertex 19 Z-coordinate {m}
, !- Vertex 20 X-coordinate {m}
, !- Vertex 20 Y-coordinate {m}
; !- Vertex 20 Z-coordinate {m}
BuildingSurface:Detailed,
L1-101-SalesRefrigerationAisle1_Srf_3, !- Name
Wall, !- Surface Type
Hole, !- Construction Name
L1-101-SalesRefrigerationAisle1 Thermal Zone, !- Zone Name
Surface, !- Outside Boundary Condition
L1-101-SalesAisle9_Srf_1,!- Outside Boundary Condition Object
NoSun, !- Sun Exposure
NoWind, !- Wind Exposure
, !- View Factor to Ground
4, !- Number of Vertices
63.856, !- Vertex 1 X-coordinate {m}
35.296, !- Vertex 1 Y-coordinate {m}
2.134, !- Vertex 1 Z-coordinate {m}
63.856, !- Vertex 2 X-coordinate {m}
35.296, !- Vertex 2 Y-coordinate {m}
0, !- Vertex 2 Z-coordinate {m}
63.856, !- Vertex 3 X-coordinate {m}
37.316, !- Vertex 3 Y-coordinate {m}
0, !- Vertex 3 Z-coordinate {m}
63.856, !- Vertex 4 X-coordinate {m}
37.316, !- Vertex 4 Y-coordinate {m}
2.134, !- Vertex 4 Z-coordinate {m}
, !- Vertex 5 X-coordinate {m}
, !- Vertex 5 Y-coordinate {m}
, !- Vertex 5 Z-coordinate {m}
, !- Vertex 6 X-coordinate {m}
, !- Vertex 6 Y-coordinate {m}
, !- Vertex 6 Z-coordinate {m}
, !- Vertex 7 X-coordinate {m}
, !- Vertex 7 Y-coordinate {m}
, !- Vertex 7 Z-coordinate {m}
, !- Vertex 8 X-coordinate {m}
, !- Vertex 8 Y-coordinate {m}
, !- Vertex 8 Z-coordinate {m}
, !- Vertex 9 X-coordinate {m}
, !- Vertex 9 Y-coordinate {m}
, !- Vertex 9 Z-coordinate {m}
, !- Vertex 10 X-coordinate {m}
, !- Vertex 10 Y-coordinate {m}
, !- Vertex 10 Z-coordinate {m}
, !- Vertex 11 X-coordinate {m}
, !- Vertex 11 Y-coordinate {m}
, !- Vertex 11 Z-coordinate {m}
, !- Vertex 12 X-coordinate {m}
, !- Vertex 12 Y-coordinate {m}
, !- Vertex 12 Z-coordinate {m}
, !- Vertex 13 X-coordinate {m}
, !- Vertex 13 Y-coordinate {m}
, !- Vertex 13 Z-coordinate {m}
, !- Vertex 14 X-coordinate {m}
, !- Vertex 14 Y-coordinate {m}
, !- Vertex 14 Z-coordinate {m}
, !- Vertex 15 X-coordinate {m}
, !- Vertex 15 Y-coordinate {m}
, !- Vertex 15 Z-coordinate {m}
, !- Vertex 16 X-coordinate {m}
, !- Vertex 16 Y-coordinate {m}
, !- Vertex 16 Z-coordinate {m}
, !- Vertex 17 X-coordinate {m}
, !- Vertex 17 Y-coordinate {m}
, !- Vertex 17 Z-coordinate {m}
, !- Vertex 18 X-coordinate {m}
, !- Vertex 18 Y-coordinate {m}
, !- Vertex 18 Z-coordinate {m}
, !- Vertex 19 X-coordinate {m}
, !- Vertex 19 Y-coordinate {m}
, !- Vertex 19 Z-coordinate {m}
, !- Vertex 20 X-coordinate {m}
, !- Vertex 20 Y-coordinate {m}
; !- Vertex 20 Z-coordinate {m}
BuildingSurface:Detailed,
L1-101-SalesRefrigerationAisle1_Srf_4, !- Name
Wall, !- Surface Type
Hole, !- Construction Name
L1-101-SalesRefrigerationAisle1 Thermal Zone, !- Zone Name
Surface, !- Outside Boundary Condition
L1-101-SalesRefrigerationAisle2_Srf_3, !- Outside Boundary Condition Object
NoSun, !- Sun Exposure
NoWind, !- Wind Exposure
, !- View Factor to Ground
4, !- Number of Vertices
63.856, !- Vertex 1 X-coordinate {m}
37.316, !- Vertex 1 Y-coordinate {m}
2.134, !- Vertex 1 Z-coordinate {m}
63.856, !- Vertex 2 X-coordinate {m}
37.316, !- Vertex 2 Y-coordinate {m}
0, !- Vertex 2 Z-coordinate {m}
61.239, !- Vertex 3 X-coordinate {m}
37.316, !- Vertex 3 Y-coordinate {m}
0, !- Vertex 3 Z-coordinate {m}
61.239, !- Vertex 4 X-coordinate {m}
37.316, !- Vertex 4 Y-coordinate {m}
2.134, !- Vertex 4 Z-coordinate {m}
, !- Vertex 5 X-coordinate {m}
, !- Vertex 5 Y-coordinate {m}
, !- Vertex 5 Z-coordinate {m}
, !- Vertex 6 X-coordinate {m}
, !- Vertex 6 Y-coordinate {m}
, !- Vertex 6 Z-coordinate {m}
, !- Vertex 7 X-coordinate {m}
, !- Vertex 7 Y-coordinate {m}
, !- Vertex 7 Z-coordinate {m}
, !- Vertex 8 X-coordinate {m}
, !- Vertex 8 Y-coordinate {m}
, !- Vertex 8 Z-coordinate {m}
, !- Vertex 9 X-coordinate {m}
, !- Vertex 9 Y-coordinate {m}
, !- Vertex 9 Z-coordinate {m}
, !- Vertex 10 X-coordinate {m}
, !- Vertex 10 Y-coordinate {m}
, !- Vertex 10 Z-coordinate {m}
, !- Vertex 11 X-coordinate {m}
, !- Vertex 11 Y-coordinate {m}
, !- Vertex 11 Z-coordinate {m}
, !- Vertex 12 X-coordinate {m}
, !- Vertex 12 Y-coordinate {m}
, !- Vertex 12 Z-coordinate {m}
, !- Vertex 13 X-coordinate {m}
, !- Vertex 13 Y-coordinate {m}
, !- Vertex 13 Z-coordinate {m}
, !- Vertex 14 X-coordinate {m}
, !- Vertex 14 Y-coordinate {m}
, !- Vertex 14 Z-coordinate {m}
, !- Vertex 15 X-coordinate {m}
, !- Vertex 15 Y-coordinate {m}
, !- Vertex 15 Z-coordinate {m}
, !- Vertex 16 X-coordinate {m}
, !- Vertex 16 Y-coordinate {m}
, !- Vertex 16 Z-coordinate {m}
, !- Vertex 17 X-coordinate {m}
, !- Vertex 17 Y-coordinate {m}
, !- Vertex 17 Z-coordinate {m}
, !- Vertex 18 X-coordinate {m}
, !- Vertex 18 Y-coordinate {m}
, !- Vertex 18 Z-coordinate {m}
, !- Vertex 19 X-coordinate {m}
, !- Vertex 19 Y-coordinate {m}
, !- Vertex 19 Z-coordinate {m}
, !- Vertex 20 X-coordinate {m}
, !- Vertex 20 Y-coordinate {m}
; !- Vertex 20 Z-coordinate {m}
BuildingSurface:Detailed,
L1-101-SalesRefrigerationAisle1_Srf_5, !- Name
Wall, !- Surface Type
Hole, !- Construction Name
L1-101-SalesRefrigerationAisle1 Thermal Zone, !- Zone Name
Surface, !- Outside Boundary Condition
L1-101-SalesAisle8_Srf_4,!- Outside Boundary Condition Object
NoSun, !- Sun Exposure
NoWind, !- Wind Exposure
, !- View Factor to Ground
4, !- Number of Vertices
61.239, !- Vertex 1 X-coordinate {m}
37.316, !- Vertex 1 Y-coordinate {m}
2.134, !- Vertex 1 Z-coordinate {m}
61.239, !- Vertex 2 X-coordinate {m}
37.316, !- Vertex 2 Y-coordinate {m}
0, !- Vertex 2 Z-coordinate {m}
61.239, !- Vertex 3 X-coordinate {m}
34.869, !- Vertex 3 Y-coordinate {m}
0, !- Vertex 3 Z-coordinate {m}
61.239, !- Vertex 4 X-coordinate {m}
34.869, !- Vertex 4 Y-coordinate {m}
2.134, !- Vertex 4 Z-coordinate {m}
, !- Vertex 5 X-coordinate {m}
, !- Vertex 5 Y-coordinate {m}
, !- Vertex 5 Z-coordinate {m}
, !- Vertex 6 X-coordinate {m}
, !- Vertex 6 Y-coordinate {m}
, !- Vertex 6 Z-coordinate {m}
, !- Vertex 7 X-coordinate {m}
, !- Vertex 7 Y-coordinate {m}
, !- Vertex 7 Z-coordinate {m}
, !- Vertex 8 X-coordinate {m}
, !- Vertex 8 Y-coordinate {m}
, !- Vertex 8 Z-coordinate {m}
, !- Vertex 9 X-coordinate {m}
, !- Vertex 9 Y-coordinate {m}
, !- Vertex 9 Z-coordinate {m}
, !- Vertex 10 X-coordinate {m}
, !- Vertex 10 Y-coordinate {m}
, !- Vertex 10 Z-coordinate {m}
, !- Vertex 11 X-coordinate {m}
, !- Vertex 11 Y-coordinate {m}
, !- Vertex 11 Z-coordinate {m}
, !- Vertex 12 X-coordinate {m}
, !- Vertex 12 Y-coordinate {m}
, !- Vertex 12 Z-coordinate {m}
, !- Vertex 13 X-coordinate {m}
, !- Vertex 13 Y-coordinate {m}
, !- Vertex 13 Z-coordinate {m}
, !- Vertex 14 X-coordinate {m}
, !- Vertex 14 Y-coordinate {m}
, !- Vertex 14 Z-coordinate {m}
, !- Vertex 15 X-coordinate {m}
, !- Vertex 15 Y-coordinate {m}
, !- Vertex 15 Z-coordinate {m}
, !- Vertex 16 X-coordinate {m}
, !- Vertex 16 Y-coordinate {m}
, !- Vertex 16 Z-coordinate {m}
, !- Vertex 17 X-coordinate {m}
, !- Vertex 17 Y-coordinate {m}
, !- Vertex 17 Z-coordinate {m}
, !- Vertex 18 X-coordinate {m}
, !- Vertex 18 Y-coordinate {m}
, !- Vertex 18 Z-coordinate {m}
, !- Vertex 19 X-coordinate {m}
, !- Vertex 19 Y-coordinate {m}
, !- Vertex 19 Z-coordinate {m}
, !- Vertex 20 X-coordinate {m}
, !- Vertex 20 Y-coordinate {m}
; !- Vertex 20 Z-coordinate {m}
BuildingSurface:Detailed,
L1-101-SalesRefrigerationAisle1_Srf_6, !- Name
Roof, !- Surface Type
Roof_BOH, !- Construction Name
L1-101-SalesRefrigerationAisle1 Thermal Zone, !- Zone Name
Outdoors, !- Outside Boundary Condition
, !- Outside Boundary Condition Object
SunExposed, !- Sun Exposure
WindExposed, !- Wind Exposure
, !- View Factor to Ground
4, !- Number of Vertices
61.239, !- Vertex 1 X-coordinate {m}
37.316, !- Vertex 1 Y-coordinate {m}
2.134, !- Vertex 1 Z-coordinate {m}
61.239, !- Vertex 2 X-coordinate {m}
34.869, !- Vertex 2 Y-coordinate {m}
2.134, !- Vertex 2 Z-coordinate {m}
63.856, !- Vertex 3 X-coordinate {m}
34.869, !- Vertex 3 Y-coordinate {m}
2.134, !- Vertex 3 Z-coordinate {m}
63.856, !- Vertex 4 X-coordinate {m}
37.316, !- Vertex 4 Y-coordinate {m}
2.134, !- Vertex 4 Z-coordinate {m}
, !- Vertex 5 X-coordinate {m}
, !- Vertex 5 Y-coordinate {m}
, !- Vertex 5 Z-coordinate {m}
, !- Vertex 6 X-coordinate {m}
, !- Vertex 6 Y-coordinate {m}
, !- Vertex 6 Z-coordinate {m}
, !- Vertex 7 X-coordinate {m}
, !- Vertex 7 Y-coordinate {m}
, !- Vertex 7 Z-coordinate {m}
, !- Vertex 8 X-coordinate {m}
, !- Vertex 8 Y-coordinate {m}
, !- Vertex 8 Z-coordinate {m}
, !- Vertex 9 X-coordinate {m}
, !- Vertex 9 Y-coordinate {m}
, !- Vertex 9 Z-coordinate {m}
, !- Vertex 10 X-coordinate {m}
, !- Vertex 10 Y-coordinate {m}
, !- Vertex 10 Z-coordinate {m}
, !- Vertex 11 X-coordinate {m}
, !- Vertex 11 Y-coordinate {m}
, !- Vertex 11 Z-coordinate {m}
, !- Vertex 12 X-coordinate {m}
, !- Vertex 12 Y-coordinate {m}
, !- Vertex 12 Z-coordinate {m}
, !- Vertex 13 X-coordinate {m}
, !- Vertex 13 Y-coordinate {m}
, !- Vertex 13 Z-coordinate {m}
, !- Vertex 14 X-coordinate {m}
, !- Vertex 14 Y-coordinate {m}
, !- Vertex 14 Z-coordinate {m}
, !- Vertex 15 X-coordinate {m}
, !- Vertex 15 Y-coordinate {m}
, !- Vertex 15 Z-coordinate {m}
, !- Vertex 16 X-coordinate {m}
, !- Vertex 16 Y-coordinate {m}
, !- Vertex 16 Z-coordinate {m}
, !- Vertex 17 X-coordinate {m}
, !- Vertex 17 Y-coordinate {m}
, !- Vertex 17 Z-coordinate {m}
, !- Vertex 18 X-coordinate {m}
, !- Vertex 18 Y-coordinate {m}
, !- Vertex 18 Z-coordinate {m}
, !- Vertex 19 X-coordinate {m}
, !- Vertex 19 Y-coordinate {m}
, !- Vertex 19 Z-coordinate {m}
, !- Vertex 20 X-coordinate {m}
, !- Vertex 20 Y-coordinate {m}
; !- Vertex 20 Z-coordinate {m}
BuildingSurface:Detailed,
L1-101-SalesRefrigerationAisle2_Srf_0, !- Name
Floor, !- Surface Type
Hole, !- Construction Name
L1-101-SalesRefrigerationAisle2 Thermal Zone, !- Zone Name
ground, !- Outside Boundary Condition
, !- Outside Boundary Condition Object
NoSun, !- Sun Exposure
NoWind, !- Wind Exposure
, !- View Factor to Ground
4, !- Number of Vertices
63.856, !- Vertex 1 X-coordinate {m}
41.188, !- Vertex 1 Y-coordinate {m}
0, !- Vertex 1 Z-coordinate {m}
63.856, !- Vertex 2 X-coordinate {m}
37.316, !- Vertex 2 Y-coordinate {m}
0, !- Vertex 2 Z-coordinate {m}
61.239, !- Vertex 3 X-coordinate {m}
37.316, !- Vertex 3 Y-coordinate {m}
0, !- Vertex 3 Z-coordinate {m}
61.239, !- Vertex 4 X-coordinate {m}
41.188, !- Vertex 4 Y-coordinate {m}
0, !- Vertex 4 Z-coordinate {m}
, !- Vertex 5 X-coordinate {m}
, !- Vertex 5 Y-coordinate {m}
, !- Vertex 5 Z-coordinate {m}
, !- Vertex 6 X-coordinate {m}
, !- Vertex 6 Y-coordinate {m}
, !- Vertex 6 Z-coordinate {m}
, !- Vertex 7 X-coordinate {m}
, !- Vertex 7 Y-coordinate {m}
, !- Vertex 7 Z-coordinate {m}
, !- Vertex 8 X-coordinate {m}
, !- Vertex 8 Y-coordinate {m}
, !- Vertex 8 Z-coordinate {m}
, !- Vertex 9 X-coordinate {m}
, !- Vertex 9 Y-coordinate {m}
, !- Vertex 9 Z-coordinate {m}
, !- Vertex 10 X-coordinate {m}
, !- Vertex 10 Y-coordinate {m}
, !- Vertex 10 Z-coordinate {m}
, !- Vertex 11 X-coordinate {m}
, !- Vertex 11 Y-coordinate {m}
, !- Vertex 11 Z-coordinate {m}
, !- Vertex 12 X-coordinate {m}
, !- Vertex 12 Y-coordinate {m}
, !- Vertex 12 Z-coordinate {m}
, !- Vertex 13 X-coordinate {m}
, !- Vertex 13 Y-coordinate {m}
, !- Vertex 13 Z-coordinate {m}
, !- Vertex 14 X-coordinate {m}
, !- Vertex 14 Y-coordinate {m}
, !- Vertex 14 Z-coordinate {m}
, !- Vertex 15 X-coordinate {m}
, !- Vertex 15 Y-coordinate {m}
, !- Vertex 15 Z-coordinate {m}
, !- Vertex 16 X-coordinate {m}
, !- Vertex 16 Y-coordinate {m}
, !- Vertex 16 Z-coordinate {m}
, !- Vertex 17 X-coordinate {m}
, !- Vertex 17 Y-coordinate {m}
, !- Vertex 17 Z-coordinate {m}
, !- Vertex 18 X-coordinate {m}
, !- Vertex 18 Y-coordinate {m}
, !- Vertex 18 Z-coordinate {m}
, !- Vertex 19 X-coordinate {m}
, !- Vertex 19 Y-coordinate {m}
, !- Vertex 19 Z-coordinate {m}
, !- Vertex 20 X-coordinate {m}
, !- Vertex 20 Y-coordinate {m}
; !- Vertex 20 Z-coordinate {m}
BuildingSurface:Detailed,
L1-101-SalesRefrigerationAisle2_Srf_1, !- Name
Wall, !- Surface Type
Hole, !- Construction Name
L1-101-SalesRefrigerationAisle2 Thermal Zone, !- Zone Name
Surface, !- Outside Boundary Condition
L1-101-SalesRefrigerationAisle3_Srf_3, !- Outside Boundary Condition Object
NoSun, !- Sun Exposure
NoWind, !- Wind Exposure
, !- View Factor to Ground
4, !- Number of Vertices
63.856, !- Vertex 1 X-coordinate {m}
41.188, !- Vertex 1 Y-coordinate {m}
2.134, !- Vertex 1 Z-coordinate {m}
63.856, !- Vertex 2 X-coordinate {m}
41.188, !- Vertex 2 Y-coordinate {m}
0, !- Vertex 2 Z-coordinate {m}
61.239, !- Vertex 3 X-coordinate {m}
41.188, !- Vertex 3 Y-coordinate {m}
0, !- Vertex 3 Z-coordinate {m}
61.239, !- Vertex 4 X-coordinate {m}
41.188, !- Vertex 4 Y-coordinate {m}
2.134, !- Vertex 4 Z-coordinate {m}
, !- Vertex 5 X-coordinate {m}
, !- Vertex 5 Y-coordinate {m}
, !- Vertex 5 Z-coordinate {m}
, !- Vertex 6 X-coordinate {m}
, !- Vertex 6 Y-coordinate {m}
, !- Vertex 6 Z-coordinate {m}
, !- Vertex 7 X-coordinate {m}
, !- Vertex 7 Y-coordinate {m}
, !- Vertex 7 Z-coordinate {m}
, !- Vertex 8 X-coordinate {m}
, !- Vertex 8 Y-coordinate {m}
, !- Vertex 8 Z-coordinate {m}
, !- Vertex 9 X-coordinate {m}
, !- Vertex 9 Y-coordinate {m}
, !- Vertex 9 Z-coordinate {m}
, !- Vertex 10 X-coordinate {m}
, !- Vertex 10 Y-coordinate {m}
, !- Vertex 10 Z-coordinate {m}
, !- Vertex 11 X-coordinate {m}
, !- Vertex 11 Y-coordinate {m}
, !- Vertex 11 Z-coordinate {m}
, !- Vertex 12 X-coordinate {m}
, !- Vertex 12 Y-coordinate {m}
, !- Vertex 12 Z-coordinate {m}
, !- Vertex 13 X-coordinate {m}
, !- Vertex 13 Y-coordinate {m}
, !- Vertex 13 Z-coordinate {m}
, !- Vertex 14 X-coordinate {m}
, !- Vertex 14 Y-coordinate {m}
, !- Vertex 14 Z-coordinate {m}
, !- Vertex 15 X-coordinate {m}
, !- Vertex 15 Y-coordinate {m}
, !- Vertex 15 Z-coordinate {m}
, !- Vertex 16 X-coordinate {m}
, !- Vertex 16 Y-coordinate {m}
, !- Vertex 16 Z-coordinate {m}
, !- Vertex 17 X-coordinate {m}
, !- Vertex 17 Y-coordinate {m}
, !- Vertex 17 Z-coordinate {m}
, !- Vertex 18 X-coordinate {m}
, !- Vertex 18 Y-coordinate {m}
, !- Vertex 18 Z-coordinate {m}
, !- Vertex 19 X-coordinate {m}
, !- Vertex 19 Y-coordinate {m}
, !- Vertex 19 Z-coordinate {m}
, !- Vertex 20 X-coordinate {m}
, !- Vertex 20 Y-coordinate {m}
; !- Vertex 20 Z-coordinate {m}
BuildingSurface:Detailed,
L1-101-SalesRefrigerationAisle2_Srf_2, !- Name
Wall, !- Surface Type
Hole, !- Construction Name
L1-101-SalesRefrigerationAisle2 Thermal Zone, !- Zone Name
Surface, !- Outside Boundary Condition
L1-101-SalesAisle8_Srf_5,!- Outside Boundary Condition Object
NoSun, !- Sun Exposure
NoWind, !- Wind Exposure
, !- View Factor to Ground
4, !- Number of Vertices
61.239, !- Vertex 1 X-coordinate {m}
41.188, !- Vertex 1 Y-coordinate {m}
2.134, !- Vertex 1 Z-coordinate {m}
61.239, !- Vertex 2 X-coordinate {m}
41.188, !- Vertex 2 Y-coordinate {m}
0, !- Vertex 2 Z-coordinate {m}
61.239, !- Vertex 3 X-coordinate {m}
37.316, !- Vertex 3 Y-coordinate {m}
0, !- Vertex 3 Z-coordinate {m}
61.239, !- Vertex 4 X-coordinate {m}
37.316, !- Vertex 4 Y-coordinate {m}
2.134, !- Vertex 4 Z-coordinate {m}
, !- Vertex 5 X-coordinate {m}
, !- Vertex 5 Y-coordinate {m}
, !- Vertex 5 Z-coordinate {m}
, !- Vertex 6 X-coordinate {m}
, !- Vertex 6 Y-coordinate {m}
, !- Vertex 6 Z-coordinate {m}
, !- Vertex 7 X-coordinate {m}
, !- Vertex 7 Y-coordinate {m}
, !- Vertex 7 Z-coordinate {m}
, !- Vertex 8 X-coordinate {m}
, !- Vertex 8 Y-coordinate {m}
, !- Vertex 8 Z-coordinate {m}
, !- Vertex 9 X-coordinate {m}
, !- Vertex 9 Y-coordinate {m}
, !- Vertex 9 Z-coordinate {m}
, !- Vertex 10 X-coordinate {m}
, !- Vertex 10 Y-coordinate {m}
, !- Vertex 10 Z-coordinate {m}
, !- Vertex 11 X-coordinate {m}
, !- Vertex 11 Y-coordinate {m}
, !- Vertex 11 Z-coordinate {m}
, !- Vertex 12 X-coordinate {m}
, !- Vertex 12 Y-coordinate {m}
, !- Vertex 12 Z-coordinate {m}
, !- Vertex 13 X-coordinate {m}
, !- Vertex 13 Y-coordinate {m}
, !- Vertex 13 Z-coordinate {m}
, !- Vertex 14 X-coordinate {m}
, !- Vertex 14 Y-coordinate {m}
, !- Vertex 14 Z-coordinate {m}
, !- Vertex 15 X-coordinate {m}
, !- Vertex 15 Y-coordinate {m}
, !- Vertex 15 Z-coordinate {m}
, !- Vertex 16 X-coordinate {m}
, !- Vertex 16 Y-coordinate {m}
, !- Vertex 16 Z-coordinate {m}
, !- Vertex 17 X-coordinate {m}
, !- Vertex 17 Y-coordinate {m}
, !- Vertex 17 Z-coordinate {m}
, !- Vertex 18 X-coordinate {m}
, !- Vertex 18 Y-coordinate {m}
, !- Vertex 18 Z-coordinate {m}
, !- Vertex 19 X-coordinate {m}
, !- Vertex 19 Y-coordinate {m}
, !- Vertex 19 Z-coordinate {m}
, !- Vertex 20 X-coordinate {m}
, !- Vertex 20 Y-coordinate {m}
; !- Vertex 20 Z-coordinate {m}
BuildingSurface:Detailed,
L1-101-SalesRefrigerationAisle2_Srf_3, !- Name
Wall, !- Surface Type
Hole, !- Construction Name
L1-101-SalesRefrigerationAisle2 Thermal Zone, !- Zone Name
Surface, !- Outside Boundary Condition
L1-101-SalesRefrigerationAisle1_Srf_4, !- Outside Boundary Condition Object
NoSun, !- Sun Exposure
NoWind, !- Wind Exposure
, !- View Factor to Ground
4, !- Number of Vertices
61.239, !- Vertex 1 X-coordinate {m}
37.316, !- Vertex 1 Y-coordinate {m}
2.134, !- Vertex 1 Z-coordinate {m}
61.239, !- Vertex 2 X-coordinate {m}
37.316, !- Vertex 2 Y-coordinate {m}
0, !- Vertex 2 Z-coordinate {m}
63.856, !- Vertex 3 X-coordinate {m}
37.316, !- Vertex 3 Y-coordinate {m}
0, !- Vertex 3 Z-coordinate {m}
63.856, !- Vertex 4 X-coordinate {m}
37.316, !- Vertex 4 Y-coordinate {m}
2.134, !- Vertex 4 Z-coordinate {m}
, !- Vertex 5 X-coordinate {m}
, !- Vertex 5 Y-coordinate {m}
, !- Vertex 5 Z-coordinate {m}
, !- Vertex 6 X-coordinate {m}
, !- Vertex 6 Y-coordinate {m}
, !- Vertex 6 Z-coordinate {m}
, !- Vertex 7 X-coordinate {m}
, !- Vertex 7 Y-coordinate {m}
, !- Vertex 7 Z-coordinate {m}
, !- Vertex 8 X-coordinate {m}
, !- Vertex 8 Y-coordinate {m}
, !- Vertex 8 Z-coordinate {m}
, !- Vertex 9 X-coordinate {m}
, !- Vertex 9 Y-coordinate {m}
, !- Vertex 9 Z-coordinate {m}
, !- Vertex 10 X-coordinate {m}
, !- Vertex 10 Y-coordinate {m}
, !- Vertex 10 Z-coordinate {m}
, !- Vertex 11 X-coordinate {m}
, !- Vertex 11 Y-coordinate {m}
, !- Vertex 11 Z-coordinate {m}
, !- Vertex 12 X-coordinate {m}
, !- Vertex 12 Y-coordinate {m}
, !- Vertex 12 Z-coordinate {m}
, !- Vertex 13 X-coordinate {m}
, !- Vertex 13 Y-coordinate {m}
, !- Vertex 13 Z-coordinate {m}
, !- Vertex 14 X-coordinate {m}
, !- Vertex 14 Y-coordinate {m}
, !- Vertex 14 Z-coordinate {m}
, !- Vertex 15 X-coordinate {m}
, !- Vertex 15 Y-coordinate {m}
, !- Vertex 15 Z-coordinate {m}
, !- Vertex 16 X-coordinate {m}
, !- Vertex 16 Y-coordinate {m}
, !- Vertex 16 Z-coordinate {m}
, !- Vertex 17 X-coordinate {m}
, !- Vertex 17 Y-coordinate {m}
, !- Vertex 17 Z-coordinate {m}
, !- Vertex 18 X-coordinate {m}
, !- Vertex 18 Y-coordinate {m}
, !- Vertex 18 Z-coordinate {m}
, !- Vertex 19 X-coordinate {m}
, !- Vertex 19 Y-coordinate {m}
, !- Vertex 19 Z-coordinate {m}
, !- Vertex 20 X-coordinate {m}
, !- Vertex 20 Y-coordinate {m}
; !- Vertex 20 Z-coordinate {m}
BuildingSurface:Detailed,
L1-101-SalesRefrigerationAisle2_Srf_4, !- Name
Wall, !- Surface Type
Hole, !- Construction Name
L1-101-SalesRefrigerationAisle2 Thermal Zone, !- Zone Name
Surface, !- Outside Boundary Condition
L1-101-SalesAisle9_Srf_8,!- Outside Boundary Condition Object
NoSun, !- Sun Exposure
NoWind, !- Wind Exposure
, !- View Factor to Ground
4, !- Number of Vertices
63.856, !- Vertex 1 X-coordinate {m}
37.316, !- Vertex 1 Y-coordinate {m}
2.134, !- Vertex 1 Z-coordinate {m}
63.856, !- Vertex 2 X-coordinate {m}
37.316, !- Vertex 2 Y-coordinate {m}
0, !- Vertex 2 Z-coordinate {m}
63.856, !- Vertex 3 X-coordinate {m}
41.188, !- Vertex 3 Y-coordinate {m}
0, !- Vertex 3 Z-coordinate {m}
63.856, !- Vertex 4 X-coordinate {m}
41.188, !- Vertex 4 Y-coordinate {m}
2.134, !- Vertex 4 Z-coordinate {m}
, !- Vertex 5 X-coordinate {m}
, !- Vertex 5 Y-coordinate {m}
, !- Vertex 5 Z-coordinate {m}
, !- Vertex 6 X-coordinate {m}
, !- Vertex 6 Y-coordinate {m}
, !- Vertex 6 Z-coordinate {m}
, !- Vertex 7 X-coordinate {m}
, !- Vertex 7 Y-coordinate {m}
, !- Vertex 7 Z-coordinate {m}
, !- Vertex 8 X-coordinate {m}
, !- Vertex 8 Y-coordinate {m}
, !- Vertex 8 Z-coordinate {m}
, !- Vertex 9 X-coordinate {m}
, !- Vertex 9 Y-coordinate {m}
, !- Vertex 9 Z-coordinate {m}
, !- Vertex 10 X-coordinate {m}
, !- Vertex 10 Y-coordinate {m}
, !- Vertex 10 Z-coordinate {m}
, !- Vertex 11 X-coordinate {m}
, !- Vertex 11 Y-coordinate {m}
, !- Vertex 11 Z-coordinate {m}
, !- Vertex 12 X-coordinate {m}
, !- Vertex 12 Y-coordinate {m}
, !- Vertex 12 Z-coordinate {m}
, !- Vertex 13 X-coordinate {m}
, !- Vertex 13 Y-coordinate {m}
, !- Vertex 13 Z-coordinate {m}
, !- Vertex 14 X-coordinate {m}
, !- Vertex 14 Y-coordinate {m}
, !- Vertex 14 Z-coordinate {m}
, !- Vertex 15 X-coordinate {m}
, !- Vertex 15 Y-coordinate {m}
, !- Vertex 15 Z-coordinate {m}
, !- Vertex 16 X-coordinate {m}
, !- Vertex 16 Y-coordinate {m}
, !- Vertex 16 Z-coordinate {m}
, !- Vertex 17 X-coordinate {m}
, !- Vertex 17 Y-coordinate {m}
, !- Vertex 17 Z-coordinate {m}
, !- Vertex 18 X-coordinate {m}
, !- Vertex 18 Y-coordinate {m}
, !- Vertex 18 Z-coordinate {m}
, !- Vertex 19 X-coordinate {m}
, !- Vertex 19 Y-coordinate {m}
, !- Vertex 19 Z-coordinate {m}
, !- Vertex 20 X-coordinate {m}
, !- Vertex 20 Y-coordinate {m}
; !- Vertex 20 Z-coordinate {m}
BuildingSurface:Detailed,
L1-101-SalesRefrigerationAisle2_Srf_5, !- Name
Roof, !- Surface Type
Roof_BOH, !- Construction Name
L1-101-SalesRefrigerationAisle2 Thermal Zone, !- Zone Name
Outdoors, !- Outside Boundary Condition
, !- Outside Boundary Condition Object
SunExposed, !- Sun Exposure
WindExposed, !- Wind Exposure
, !- View Factor to Ground
4, !- Number of Vertices
61.239, !- Vertex 1 X-coordinate {m}
41.188, !- Vertex 1 Y-coordinate {m}
2.134, !- Vertex 1 Z-coordinate {m}
61.239, !- Vertex 2 X-coordinate {m}
37.316, !- Vertex 2 Y-coordinate {m}
2.134, !- Vertex 2 Z-coordinate {m}
63.856, !- Vertex 3 X-coordinate {m}
37.316, !- Vertex 3 Y-coordinate {m}
2.134, !- Vertex 3 Z-coordinate {m}
63.856, !- Vertex 4 X-coordinate {m}
41.188, !- Vertex 4 Y-coordinate {m}
2.134, !- Vertex 4 Z-coordinate {m}
, !- Vertex 5 X-coordinate {m}
, !- Vertex 5 Y-coordinate {m}
, !- Vertex 5 Z-coordinate {m}
, !- Vertex 6 X-coordinate {m}
, !- Vertex 6 Y-coordinate {m}
, !- Vertex 6 Z-coordinate {m}
, !- Vertex 7 X-coordinate {m}
, !- Vertex 7 Y-coordinate {m}
, !- Vertex 7 Z-coordinate {m}
, !- Vertex 8 X-coordinate {m}
, !- Vertex 8 Y-coordinate {m}
, !- Vertex 8 Z-coordinate {m}
, !- Vertex 9 X-coordinate {m}
, !- Vertex 9 Y-coordinate {m}
, !- Vertex 9 Z-coordinate {m}
, !- Vertex 10 X-coordinate {m}
, !- Vertex 10 Y-coordinate {m}
, !- Vertex 10 Z-coordinate {m}
, !- Vertex 11 X-coordinate {m}
, !- Vertex 11 Y-coordinate {m}
, !- Vertex 11 Z-coordinate {m}
, !- Vertex 12 X-coordinate {m}
, !- Vertex 12 Y-coordinate {m}
, !- Vertex 12 Z-coordinate {m}
, !- Vertex 13 X-coordinate {m}
, !- Vertex 13 Y-coordinate {m}
, !- Vertex 13 Z-coordinate {m}
, !- Vertex 14 X-coordinate {m}
, !- Vertex 14 Y-coordinate {m}
, !- Vertex 14 Z-coordinate {m}
, !- Vertex 15 X-coordinate {m}
, !- Vertex 15 Y-coordinate {m}
, !- Vertex 15 Z-coordinate {m}
, !- Vertex 16 X-coordinate {m}
, !- Vertex 16 Y-coordinate {m}
, !- Vertex 16 Z-coordinate {m}
, !- Vertex 17 X-coordinate {m}
, !- Vertex 17 Y-coordinate {m}
, !- Vertex 17 Z-coordinate {m}
, !- Vertex 18 X-coordinate {m}
, !- Vertex 18 Y-coordinate {m}
, !- Vertex 18 Z-coordinate {m}
, !- Vertex 19 X-coordinate {m}
, !- Vertex 19 Y-coordinate {m}
, !- Vertex 19 Z-coordinate {m}
, !- Vertex 20 X-coordinate {m}
, !- Vertex 20 Y-coordinate {m}
; !- Vertex 20 Z-coordinate {m}
BuildingSurface:Detailed,
L1-101-SalesRefrigerationAisle3_Srf_0, !- Name
Floor, !- Surface Type
Hole, !- Construction Name
L1-101-SalesRefrigerationAisle3 Thermal Zone, !- Zone Name
ground, !- Outside Boundary Condition
, !- Outside Boundary Condition Object
NoSun, !- Sun Exposure
NoWind, !- Wind Exposure
, !- View Factor to Ground
4, !- Number of Vertices
63.856, !- Vertex 1 X-coordinate {m}
45.129, !- Vertex 1 Y-coordinate {m}
0, !- Vertex 1 Z-coordinate {m}
63.856, !- Vertex 2 X-coordinate {m}
41.188, !- Vertex 2 Y-coordinate {m}
0, !- Vertex 2 Z-coordinate {m}
61.239, !- Vertex 3 X-coordinate {m}
41.188, !- Vertex 3 Y-coordinate {m}
0, !- Vertex 3 Z-coordinate {m}
61.239, !- Vertex 4 X-coordinate {m}
45.129, !- Vertex 4 Y-coordinate {m}
0, !- Vertex 4 Z-coordinate {m}
, !- Vertex 5 X-coordinate {m}
, !- Vertex 5 Y-coordinate {m}
, !- Vertex 5 Z-coordinate {m}
, !- Vertex 6 X-coordinate {m}
, !- Vertex 6 Y-coordinate {m}
, !- Vertex 6 Z-coordinate {m}
, !- Vertex 7 X-coordinate {m}
, !- Vertex 7 Y-coordinate {m}
, !- Vertex 7 Z-coordinate {m}
, !- Vertex 8 X-coordinate {m}
, !- Vertex 8 Y-coordinate {m}
, !- Vertex 8 Z-coordinate {m}
, !- Vertex 9 X-coordinate {m}
, !- Vertex 9 Y-coordinate {m}
, !- Vertex 9 Z-coordinate {m}
, !- Vertex 10 X-coordinate {m}
, !- Vertex 10 Y-coordinate {m}
, !- Vertex 10 Z-coordinate {m}
, !- Vertex 11 X-coordinate {m}
, !- Vertex 11 Y-coordinate {m}
, !- Vertex 11 Z-coordinate {m}
, !- Vertex 12 X-coordinate {m}
, !- Vertex 12 Y-coordinate {m}
, !- Vertex 12 Z-coordinate {m}
, !- Vertex 13 X-coordinate {m}
, !- Vertex 13 Y-coordinate {m}
, !- Vertex 13 Z-coordinate {m}
, !- Vertex 14 X-coordinate {m}
, !- Vertex 14 Y-coordinate {m}
, !- Vertex 14 Z-coordinate {m}
, !- Vertex 15 X-coordinate {m}
, !- Vertex 15 Y-coordinate {m}
, !- Vertex 15 Z-coordinate {m}
, !- Vertex 16 X-coordinate {m}
, !- Vertex 16 Y-coordinate {m}
, !- Vertex 16 Z-coordinate {m}
, !- Vertex 17 X-coordinate {m}
, !- Vertex 17 Y-coordinate {m}
, !- Vertex 17 Z-coordinate {m}
, !- Vertex 18 X-coordinate {m}
, !- Vertex 18 Y-coordinate {m}
, !- Vertex 18 Z-coordinate {m}
, !- Vertex 19 X-coordinate {m}
, !- Vertex 19 Y-coordinate {m}
, !- Vertex 19 Z-coordinate {m}
, !- Vertex 20 X-coordinate {m}
, !- Vertex 20 Y-coordinate {m}
; !- Vertex 20 Z-coordinate {m}
BuildingSurface:Detailed,
L1-101-SalesRefrigerationAisle3_Srf_1, !- Name
Wall, !- Surface Type
Hole, !- Construction Name
L1-101-SalesRefrigerationAisle3 Thermal Zone, !- Zone Name
Surface, !- Outside Boundary Condition
L1-101-SalesRefrigerationAisle4_Srf_4, !- Outside Boundary Condition Object
NoSun, !- Sun Exposure
NoWind, !- Wind Exposure
, !- View Factor to Ground
4, !- Number of Vertices
63.856, !- Vertex 1 X-coordinate {m}
45.129, !- Vertex 1 Y-coordinate {m}
2.134, !- Vertex 1 Z-coordinate {m}
63.856, !- Vertex 2 X-coordinate {m}
45.129, !- Vertex 2 Y-coordinate {m}
0, !- Vertex 2 Z-coordinate {m}
61.239, !- Vertex 3 X-coordinate {m}
45.129, !- Vertex 3 Y-coordinate {m}
0, !- Vertex 3 Z-coordinate {m}
61.239, !- Vertex 4 X-coordinate {m}
45.129, !- Vertex 4 Y-coordinate {m}
2.134, !- Vertex 4 Z-coordinate {m}
, !- Vertex 5 X-coordinate {m}
, !- Vertex 5 Y-coordinate {m}
, !- Vertex 5 Z-coordinate {m}
, !- Vertex 6 X-coordinate {m}
, !- Vertex 6 Y-coordinate {m}
, !- Vertex 6 Z-coordinate {m}
, !- Vertex 7 X-coordinate {m}
, !- Vertex 7 Y-coordinate {m}
, !- Vertex 7 Z-coordinate {m}
, !- Vertex 8 X-coordinate {m}
, !- Vertex 8 Y-coordinate {m}
, !- Vertex 8 Z-coordinate {m}
, !- Vertex 9 X-coordinate {m}
, !- Vertex 9 Y-coordinate {m}
, !- Vertex 9 Z-coordinate {m}
, !- Vertex 10 X-coordinate {m}
, !- Vertex 10 Y-coordinate {m}
, !- Vertex 10 Z-coordinate {m}
, !- Vertex 11 X-coordinate {m}
, !- Vertex 11 Y-coordinate {m}
, !- Vertex 11 Z-coordinate {m}
, !- Vertex 12 X-coordinate {m}
, !- Vertex 12 Y-coordinate {m}
, !- Vertex 12 Z-coordinate {m}
, !- Vertex 13 X-coordinate {m}
, !- Vertex 13 Y-coordinate {m}
, !- Vertex 13 Z-coordinate {m}
, !- Vertex 14 X-coordinate {m}
, !- Vertex 14 Y-coordinate {m}
, !- Vertex 14 Z-coordinate {m}
, !- Vertex 15 X-coordinate {m}
, !- Vertex 15 Y-coordinate {m}
, !- Vertex 15 Z-coordinate {m}
, !- Vertex 16 X-coordinate {m}
, !- Vertex 16 Y-coordinate {m}
, !- Vertex 16 Z-coordinate {m}
, !- Vertex 17 X-coordinate {m}
, !- Vertex 17 Y-coordinate {m}
, !- Vertex 17 Z-coordinate {m}
, !- Vertex 18 X-coordinate {m}
, !- Vertex 18 Y-coordinate {m}
, !- Vertex 18 Z-coordinate {m}
, !- Vertex 19 X-coordinate {m}
, !- Vertex 19 Y-coordinate {m}
, !- Vertex 19 Z-coordinate {m}
, !- Vertex 20 X-coordinate {m}
, !- Vertex 20 Y-coordinate {m}
; !- Vertex 20 Z-coordinate {m}
BuildingSurface:Detailed,
L1-101-SalesRefrigerationAisle3_Srf_2, !- Name
Wall, !- Surface Type
Hole, !- Construction Name
L1-101-SalesRefrigerationAisle3 Thermal Zone, !- Zone Name
Surface, !- Outside Boundary Condition
L1-101-SalesAisle8_Srf_6,!- Outside Boundary Condition Object
NoSun, !- Sun Exposure
NoWind, !- Wind Exposure
, !- View Factor to Ground
4, !- Number of Vertices
61.239, !- Vertex 1 X-coordinate {m}
45.129, !- Vertex 1 Y-coordinate {m}
2.134, !- Vertex 1 Z-coordinate {m}
61.239, !- Vertex 2 X-coordinate {m}
45.129, !- Vertex 2 Y-coordinate {m}
0, !- Vertex 2 Z-coordinate {m}
61.239, !- Vertex 3 X-coordinate {m}
41.188, !- Vertex 3 Y-coordinate {m}
0, !- Vertex 3 Z-coordinate {m}
61.239, !- Vertex 4 X-coordinate {m}
41.188, !- Vertex 4 Y-coordinate {m}
2.134, !- Vertex 4 Z-coordinate {m}
, !- Vertex 5 X-coordinate {m}
, !- Vertex 5 Y-coordinate {m}
, !- Vertex 5 Z-coordinate {m}
, !- Vertex 6 X-coordinate {m}
, !- Vertex 6 Y-coordinate {m}
, !- Vertex 6 Z-coordinate {m}
, !- Vertex 7 X-coordinate {m}
, !- Vertex 7 Y-coordinate {m}
, !- Vertex 7 Z-coordinate {m}
, !- Vertex 8 X-coordinate {m}
, !- Vertex 8 Y-coordinate {m}
, !- Vertex 8 Z-coordinate {m}
, !- Vertex 9 X-coordinate {m}
, !- Vertex 9 Y-coordinate {m}
, !- Vertex 9 Z-coordinate {m}
, !- Vertex 10 X-coordinate {m}
, !- Vertex 10 Y-coordinate {m}
, !- Vertex 10 Z-coordinate {m}
, !- Vertex 11 X-coordinate {m}
, !- Vertex 11 Y-coordinate {m}
, !- Vertex 11 Z-coordinate {m}
, !- Vertex 12 X-coordinate {m}
, !- Vertex 12 Y-coordinate {m}
, !- Vertex 12 Z-coordinate {m}
, !- Vertex 13 X-coordinate {m}
, !- Vertex 13 Y-coordinate {m}
, !- Vertex 13 Z-coordinate {m}
, !- Vertex 14 X-coordinate {m}
, !- Vertex 14 Y-coordinate {m}
, !- Vertex 14 Z-coordinate {m}
, !- Vertex 15 X-coordinate {m}
, !- Vertex 15 Y-coordinate {m}
, !- Vertex 15 Z-coordinate {m}
, !- Vertex 16 X-coordinate {m}
, !- Vertex 16 Y-coordinate {m}
, !- Vertex 16 Z-coordinate {m}
, !- Vertex 17 X-coordinate {m}
, !- Vertex 17 Y-coordinate {m}
, !- Vertex 17 Z-coordinate {m}
, !- Vertex 18 X-coordinate {m}
, !- Vertex 18 Y-coordinate {m}
, !- Vertex 18 Z-coordinate {m}
, !- Vertex 19 X-coordinate {m}
, !- Vertex 19 Y-coordinate {m}
, !- Vertex 19 Z-coordinate {m}
, !- Vertex 20 X-coordinate {m}
, !- Vertex 20 Y-coordinate {m}
; !- Vertex 20 Z-coordinate {m}
BuildingSurface:Detailed,
L1-101-SalesRefrigerationAisle3_Srf_3, !- Name
Wall, !- Surface Type
Hole, !- Construction Name
L1-101-SalesRefrigerationAisle3 Thermal Zone, !- Zone Name
Surface, !- Outside Boundary Condition
L1-101-SalesRefrigerationAisle2_Srf_1, !- Outside Boundary Condition Object
NoSun, !- Sun Exposure
NoWind, !- Wind Exposure
, !- View Factor to Ground
4, !- Number of Vertices
61.239, !- Vertex 1 X-coordinate {m}
41.188, !- Vertex 1 Y-coordinate {m}
2.134, !- Vertex 1 Z-coordinate {m}
61.239, !- Vertex 2 X-coordinate {m}
41.188, !- Vertex 2 Y-coordinate {m}
0, !- Vertex 2 Z-coordinate {m}
63.856, !- Vertex 3 X-coordinate {m}
41.188, !- Vertex 3 Y-coordinate {m}
0, !- Vertex 3 Z-coordinate {m}
63.856, !- Vertex 4 X-coordinate {m}
41.188, !- Vertex 4 Y-coordinate {m}
2.134, !- Vertex 4 Z-coordinate {m}
, !- Vertex 5 X-coordinate {m}
, !- Vertex 5 Y-coordinate {m}
, !- Vertex 5 Z-coordinate {m}
, !- Vertex 6 X-coordinate {m}
, !- Vertex 6 Y-coordinate {m}
, !- Vertex 6 Z-coordinate {m}
, !- Vertex 7 X-coordinate {m}
, !- Vertex 7 Y-coordinate {m}
, !- Vertex 7 Z-coordinate {m}
, !- Vertex 8 X-coordinate {m}
, !- Vertex 8 Y-coordinate {m}
, !- Vertex 8 Z-coordinate {m}
, !- Vertex 9 X-coordinate {m}
, !- Vertex 9 Y-coordinate {m}
, !- Vertex 9 Z-coordinate {m}
, !- Vertex 10 X-coordinate {m}
, !- Vertex 10 Y-coordinate {m}
, !- Vertex 10 Z-coordinate {m}
, !- Vertex 11 X-coordinate {m}
, !- Vertex 11 Y-coordinate {m}
, !- Vertex 11 Z-coordinate {m}
, !- Vertex 12 X-coordinate {m}
, !- Vertex 12 Y-coordinate {m}
, !- Vertex 12 Z-coordinate {m}
, !- Vertex 13 X-coordinate {m}
, !- Vertex 13 Y-coordinate {m}
, !- Vertex 13 Z-coordinate {m}
, !- Vertex 14 X-coordinate {m}
, !- Vertex 14 Y-coordinate {m}
, !- Vertex 14 Z-coordinate {m}
, !- Vertex 15 X-coordinate {m}
, !- Vertex 15 Y-coordinate {m}
, !- Vertex 15 Z-coordinate {m}
, !- Vertex 16 X-coordinate {m}
, !- Vertex 16 Y-coordinate {m}
, !- Vertex 16 Z-coordinate {m}
, !- Vertex 17 X-coordinate {m}
, !- Vertex 17 Y-coordinate {m}
, !- Vertex 17 Z-coordinate {m}
, !- Vertex 18 X-coordinate {m}
, !- Vertex 18 Y-coordinate {m}
, !- Vertex 18 Z-coordinate {m}
, !- Vertex 19 X-coordinate {m}
, !- Vertex 19 Y-coordinate {m}
, !- Vertex 19 Z-coordinate {m}
, !- Vertex 20 X-coordinate {m}
, !- Vertex 20 Y-coordinate {m}
; !- Vertex 20 Z-coordinate {m}
BuildingSurface:Detailed,
L1-101-SalesRefrigerationAisle3_Srf_4, !- Name
Wall, !- Surface Type
Hole, !- Construction Name
L1-101-SalesRefrigerationAisle3 Thermal Zone, !- Zone Name
Surface, !- Outside Boundary Condition
L1-101-SalesAisle9_Srf_7,!- Outside Boundary Condition Object
NoSun, !- Sun Exposure
NoWind, !- Wind Exposure
, !- View Factor to Ground
4, !- Number of Vertices
63.856, !- Vertex 1 X-coordinate {m}
41.188, !- Vertex 1 Y-coordinate {m}
2.134, !- Vertex 1 Z-coordinate {m}
63.856, !- Vertex 2 X-coordinate {m}
41.188, !- Vertex 2 Y-coordinate {m}
0, !- Vertex 2 Z-coordinate {m}
63.856, !- Vertex 3 X-coordinate {m}
45.129, !- Vertex 3 Y-coordinate {m}
0, !- Vertex 3 Z-coordinate {m}
63.856, !- Vertex 4 X-coordinate {m}
45.129, !- Vertex 4 Y-coordinate {m}
2.134, !- Vertex 4 Z-coordinate {m}
, !- Vertex 5 X-coordinate {m}
, !- Vertex 5 Y-coordinate {m}
, !- Vertex 5 Z-coordinate {m}
, !- Vertex 6 X-coordinate {m}
, !- Vertex 6 Y-coordinate {m}
, !- Vertex 6 Z-coordinate {m}
, !- Vertex 7 X-coordinate {m}
, !- Vertex 7 Y-coordinate {m}
, !- Vertex 7 Z-coordinate {m}
, !- Vertex 8 X-coordinate {m}
, !- Vertex 8 Y-coordinate {m}
, !- Vertex 8 Z-coordinate {m}
, !- Vertex 9 X-coordinate {m}
, !- Vertex 9 Y-coordinate {m}
, !- Vertex 9 Z-coordinate {m}
, !- Vertex 10 X-coordinate {m}
, !- Vertex 10 Y-coordinate {m}
, !- Vertex 10 Z-coordinate {m}
, !- Vertex 11 X-coordinate {m}
, !- Vertex 11 Y-coordinate {m}
, !- Vertex 11 Z-coordinate {m}
, !- Vertex 12 X-coordinate {m}
, !- Vertex 12 Y-coordinate {m}
, !- Vertex 12 Z-coordinate {m}
, !- Vertex 13 X-coordinate {m}
, !- Vertex 13 Y-coordinate {m}
, !- Vertex 13 Z-coordinate {m}
, !- Vertex 14 X-coordinate {m}
, !- Vertex 14 Y-coordinate {m}
, !- Vertex 14 Z-coordinate {m}
, !- Vertex 15 X-coordinate {m}
, !- Vertex 15 Y-coordinate {m}
, !- Vertex 15 Z-coordinate {m}
, !- Vertex 16 X-coordinate {m}
, !- Vertex 16 Y-coordinate {m}
, !- Vertex 16 Z-coordinate {m}
, !- Vertex 17 X-coordinate {m}
, !- Vertex 17 Y-coordinate {m}
, !- Vertex 17 Z-coordinate {m}
, !- Vertex 18 X-coordinate {m}
, !- Vertex 18 Y-coordinate {m}
, !- Vertex 18 Z-coordinate {m}
, !- Vertex 19 X-coordinate {m}
, !- Vertex 19 Y-coordinate {m}
, !- Vertex 19 Z-coordinate {m}
, !- Vertex 20 X-coordinate {m}
, !- Vertex 20 Y-coordinate {m}
; !- Vertex 20 Z-coordinate {m}
BuildingSurface:Detailed,
L1-101-SalesRefrigerationAisle3_Srf_5, !- Name
Roof, !- Surface Type
Roof_BOH, !- Construction Name
L1-101-SalesRefrigerationAisle3 Thermal Zone, !- Zone Name
Outdoors, !- Outside Boundary Condition
, !- Outside Boundary Condition Object
SunExposed, !- Sun Exposure
WindExposed, !- Wind Exposure
, !- View Factor to Ground
4, !- Number of Vertices
61.239, !- Vertex 1 X-coordinate {m}
45.129, !- Vertex 1 Y-coordinate {m}
2.134, !- Vertex 1 Z-coordinate {m}
61.239, !- Vertex 2 X-coordinate {m}
41.188, !- Vertex 2 Y-coordinate {m}
2.134, !- Vertex 2 Z-coordinate {m}
63.856, !- Vertex 3 X-coordinate {m}
41.188, !- Vertex 3 Y-coordinate {m}
2.134, !- Vertex 3 Z-coordinate {m}
63.856, !- Vertex 4 X-coordinate {m}
45.129, !- Vertex 4 Y-coordinate {m}
2.134, !- Vertex 4 Z-coordinate {m}
, !- Vertex 5 X-coordinate {m}
, !- Vertex 5 Y-coordinate {m}
, !- Vertex 5 Z-coordinate {m}
, !- Vertex 6 X-coordinate {m}
, !- Vertex 6 Y-coordinate {m}
, !- Vertex 6 Z-coordinate {m}
, !- Vertex 7 X-coordinate {m}
, !- Vertex 7 Y-coordinate {m}
, !- Vertex 7 Z-coordinate {m}
, !- Vertex 8 X-coordinate {m}
, !- Vertex 8 Y-coordinate {m}
, !- Vertex 8 Z-coordinate {m}
, !- Vertex 9 X-coordinate {m}
, !- Vertex 9 Y-coordinate {m}
, !- Vertex 9 Z-coordinate {m}
, !- Vertex 10 X-coordinate {m}
, !- Vertex 10 Y-coordinate {m}
, !- Vertex 10 Z-coordinate {m}
, !- Vertex 11 X-coordinate {m}
, !- Vertex 11 Y-coordinate {m}
, !- Vertex 11 Z-coordinate {m}
, !- Vertex 12 X-coordinate {m}
, !- Vertex 12 Y-coordinate {m}
, !- Vertex 12 Z-coordinate {m}
, !- Vertex 13 X-coordinate {m}
, !- Vertex 13 Y-coordinate {m}
, !- Vertex 13 Z-coordinate {m}
, !- Vertex 14 X-coordinate {m}
, !- Vertex 14 Y-coordinate {m}
, !- Vertex 14 Z-coordinate {m}
, !- Vertex 15 X-coordinate {m}
, !- Vertex 15 Y-coordinate {m}
, !- Vertex 15 Z-coordinate {m}
, !- Vertex 16 X-coordinate {m}
, !- Vertex 16 Y-coordinate {m}
, !- Vertex 16 Z-coordinate {m}
, !- Vertex 17 X-coordinate {m}
, !- Vertex 17 Y-coordinate {m}
, !- Vertex 17 Z-coordinate {m}
, !- Vertex 18 X-coordinate {m}
, !- Vertex 18 Y-coordinate {m}
, !- Vertex 18 Z-coordinate {m}
, !- Vertex 19 X-coordinate {m}
, !- Vertex 19 Y-coordinate {m}
, !- Vertex 19 Z-coordinate {m}
, !- Vertex 20 X-coordinate {m}
, !- Vertex 20 Y-coordinate {m}
; !- Vertex 20 Z-coordinate {m}
BuildingSurface:Detailed,
L1-101-SalesRefrigerationAisle4_Srf_0, !- Name
Floor, !- Surface Type
Hole, !- Construction Name
L1-101-SalesRefrigerationAisle4 Thermal Zone, !- Zone Name
ground, !- Outside Boundary Condition
, !- Outside Boundary Condition Object
NoSun, !- Sun Exposure
NoWind, !- Wind Exposure
, !- View Factor to Ground
4, !- Number of Vertices
63.856, !- Vertex 1 X-coordinate {m}
49.002, !- Vertex 1 Y-coordinate {m}
0, !- Vertex 1 Z-coordinate {m}
63.856, !- Vertex 2 X-coordinate {m}
45.129, !- Vertex 2 Y-coordinate {m}
0, !- Vertex 2 Z-coordinate {m}
61.239, !- Vertex 3 X-coordinate {m}
45.129, !- Vertex 3 Y-coordinate {m}
0, !- Vertex 3 Z-coordinate {m}
61.239, !- Vertex 4 X-coordinate {m}
49.002, !- Vertex 4 Y-coordinate {m}
0, !- Vertex 4 Z-coordinate {m}
, !- Vertex 5 X-coordinate {m}
, !- Vertex 5 Y-coordinate {m}
, !- Vertex 5 Z-coordinate {m}
, !- Vertex 6 X-coordinate {m}
, !- Vertex 6 Y-coordinate {m}
, !- Vertex 6 Z-coordinate {m}
, !- Vertex 7 X-coordinate {m}
, !- Vertex 7 Y-coordinate {m}
, !- Vertex 7 Z-coordinate {m}
, !- Vertex 8 X-coordinate {m}
, !- Vertex 8 Y-coordinate {m}
, !- Vertex 8 Z-coordinate {m}
, !- Vertex 9 X-coordinate {m}
, !- Vertex 9 Y-coordinate {m}
, !- Vertex 9 Z-coordinate {m}
, !- Vertex 10 X-coordinate {m}
, !- Vertex 10 Y-coordinate {m}
, !- Vertex 10 Z-coordinate {m}
, !- Vertex 11 X-coordinate {m}
, !- Vertex 11 Y-coordinate {m}
, !- Vertex 11 Z-coordinate {m}
, !- Vertex 12 X-coordinate {m}
, !- Vertex 12 Y-coordinate {m}
, !- Vertex 12 Z-coordinate {m}
, !- Vertex 13 X-coordinate {m}
, !- Vertex 13 Y-coordinate {m}
, !- Vertex 13 Z-coordinate {m}
, !- Vertex 14 X-coordinate {m}
, !- Vertex 14 Y-coordinate {m}
, !- Vertex 14 Z-coordinate {m}
, !- Vertex 15 X-coordinate {m}
, !- Vertex 15 Y-coordinate {m}
, !- Vertex 15 Z-coordinate {m}
, !- Vertex 16 X-coordinate {m}
, !- Vertex 16 Y-coordinate {m}
, !- Vertex 16 Z-coordinate {m}
, !- Vertex 17 X-coordinate {m}
, !- Vertex 17 Y-coordinate {m}
, !- Vertex 17 Z-coordinate {m}
, !- Vertex 18 X-coordinate {m}
, !- Vertex 18 Y-coordinate {m}
, !- Vertex 18 Z-coordinate {m}
, !- Vertex 19 X-coordinate {m}
, !- Vertex 19 Y-coordinate {m}
, !- Vertex 19 Z-coordinate {m}
, !- Vertex 20 X-coordinate {m}
, !- Vertex 20 Y-coordinate {m}
; !- Vertex 20 Z-coordinate {m}
BuildingSurface:Detailed,
L1-101-SalesRefrigerationAisle4_Srf_1, !- Name
Wall, !- Surface Type
Hole, !- Construction Name
L1-101-SalesRefrigerationAisle4 Thermal Zone, !- Zone Name
Surface, !- Outside Boundary Condition
L1-101-SalesRefrigerationAisle7_Srf_1, !- Outside Boundary Condition Object
NoSun, !- Sun Exposure
NoWind, !- Wind Exposure
, !- View Factor to Ground
4, !- Number of Vertices
63.856, !- Vertex 1 X-coordinate {m}
46.329, !- Vertex 1 Y-coordinate {m}
2.134, !- Vertex 1 Z-coordinate {m}
63.856, !- Vertex 2 X-coordinate {m}
46.329, !- Vertex 2 Y-coordinate {m}
0, !- Vertex 2 Z-coordinate {m}
63.856, !- Vertex 3 X-coordinate {m}
49.002, !- Vertex 3 Y-coordinate {m}
0, !- Vertex 3 Z-coordinate {m}
63.856, !- Vertex 4 X-coordinate {m}
49.002, !- Vertex 4 Y-coordinate {m}
2.134, !- Vertex 4 Z-coordinate {m}
, !- Vertex 5 X-coordinate {m}
, !- Vertex 5 Y-coordinate {m}
, !- Vertex 5 Z-coordinate {m}
, !- Vertex 6 X-coordinate {m}
, !- Vertex 6 Y-coordinate {m}
, !- Vertex 6 Z-coordinate {m}
, !- Vertex 7 X-coordinate {m}
, !- Vertex 7 Y-coordinate {m}
, !- Vertex 7 Z-coordinate {m}
, !- Vertex 8 X-coordinate {m}
, !- Vertex 8 Y-coordinate {m}
, !- Vertex 8 Z-coordinate {m}
, !- Vertex 9 X-coordinate {m}
, !- Vertex 9 Y-coordinate {m}
, !- Vertex 9 Z-coordinate {m}
, !- Vertex 10 X-coordinate {m}
, !- Vertex 10 Y-coordinate {m}
, !- Vertex 10 Z-coordinate {m}
, !- Vertex 11 X-coordinate {m}
, !- Vertex 11 Y-coordinate {m}
, !- Vertex 11 Z-coordinate {m}
, !- Vertex 12 X-coordinate {m}
, !- Vertex 12 Y-coordinate {m}
, !- Vertex 12 Z-coordinate {m}
, !- Vertex 13 X-coordinate {m}
, !- Vertex 13 Y-coordinate {m}
, !- Vertex 13 Z-coordinate {m}
, !- Vertex 14 X-coordinate {m}
, !- Vertex 14 Y-coordinate {m}
, !- Vertex 14 Z-coordinate {m}
, !- Vertex 15 X-coordinate {m}
, !- Vertex 15 Y-coordinate {m}
, !- Vertex 15 Z-coordinate {m}
, !- Vertex 16 X-coordinate {m}
, !- Vertex 16 Y-coordinate {m}
, !- Vertex 16 Z-coordinate {m}
, !- Vertex 17 X-coordinate {m}
, !- Vertex 17 Y-coordinate {m}
, !- Vertex 17 Z-coordinate {m}
, !- Vertex 18 X-coordinate {m}
, !- Vertex 18 Y-coordinate {m}
, !- Vertex 18 Z-coordinate {m}
, !- Vertex 19 X-coordinate {m}
, !- Vertex 19 Y-coordinate {m}
, !- Vertex 19 Z-coordinate {m}
, !- Vertex 20 X-coordinate {m}
, !- Vertex 20 Y-coordinate {m}
; !- Vertex 20 Z-coordinate {m}
BuildingSurface:Detailed,
L1-101-SalesRefrigerationAisle4_Srf_2, !- Name
Wall, !- Surface Type
Hole, !- Construction Name
L1-101-SalesRefrigerationAisle4 Thermal Zone, !- Zone Name
Surface, !- Outside Boundary Condition
L1-101-SalesRefrigerationAisle5_Srf_3, !- Outside Boundary Condition Object
NoSun, !- Sun Exposure
NoWind, !- Wind Exposure
, !- View Factor to Ground
4, !- Number of Vertices
63.856, !- Vertex 1 X-coordinate {m}
49.002, !- Vertex 1 Y-coordinate {m}
2.134, !- Vertex 1 Z-coordinate {m}
63.856, !- Vertex 2 X-coordinate {m}
49.002, !- Vertex 2 Y-coordinate {m}
0, !- Vertex 2 Z-coordinate {m}
61.239, !- Vertex 3 X-coordinate {m}
49.002, !- Vertex 3 Y-coordinate {m}
0, !- Vertex 3 Z-coordinate {m}
61.239, !- Vertex 4 X-coordinate {m}
49.002, !- Vertex 4 Y-coordinate {m}
2.134, !- Vertex 4 Z-coordinate {m}
, !- Vertex 5 X-coordinate {m}
, !- Vertex 5 Y-coordinate {m}
, !- Vertex 5 Z-coordinate {m}
, !- Vertex 6 X-coordinate {m}
, !- Vertex 6 Y-coordinate {m}
, !- Vertex 6 Z-coordinate {m}
, !- Vertex 7 X-coordinate {m}
, !- Vertex 7 Y-coordinate {m}
, !- Vertex 7 Z-coordinate {m}
, !- Vertex 8 X-coordinate {m}
, !- Vertex 8 Y-coordinate {m}
, !- Vertex 8 Z-coordinate {m}
, !- Vertex 9 X-coordinate {m}
, !- Vertex 9 Y-coordinate {m}
, !- Vertex 9 Z-coordinate {m}
, !- Vertex 10 X-coordinate {m}
, !- Vertex 10 Y-coordinate {m}
, !- Vertex 10 Z-coordinate {m}
, !- Vertex 11 X-coordinate {m}
, !- Vertex 11 Y-coordinate {m}
, !- Vertex 11 Z-coordinate {m}
, !- Vertex 12 X-coordinate {m}
, !- Vertex 12 Y-coordinate {m}
, !- Vertex 12 Z-coordinate {m}
, !- Vertex 13 X-coordinate {m}
, !- Vertex 13 Y-coordinate {m}
, !- Vertex 13 Z-coordinate {m}
, !- Vertex 14 X-coordinate {m}
, !- Vertex 14 Y-coordinate {m}
, !- Vertex 14 Z-coordinate {m}
, !- Vertex 15 X-coordinate {m}
, !- Vertex 15 Y-coordinate {m}
, !- Vertex 15 Z-coordinate {m}
, !- Vertex 16 X-coordinate {m}
, !- Vertex 16 Y-coordinate {m}
, !- Vertex 16 Z-coordinate {m}
, !- Vertex 17 X-coordinate {m}
, !- Vertex 17 Y-coordinate {m}
, !- Vertex 17 Z-coordinate {m}
, !- Vertex 18 X-coordinate {m}
, !- Vertex 18 Y-coordinate {m}
, !- Vertex 18 Z-coordinate {m}
, !- Vertex 19 X-coordinate {m}
, !- Vertex 19 Y-coordinate {m}
, !- Vertex 19 Z-coordinate {m}
, !- Vertex 20 X-coordinate {m}
, !- Vertex 20 Y-coordinate {m}
; !- Vertex 20 Z-coordinate {m}
BuildingSurface:Detailed,
L1-101-SalesRefrigerationAisle4_Srf_3, !- Name
Wall, !- Surface Type
Hole, !- Construction Name
L1-101-SalesRefrigerationAisle4 Thermal Zone, !- Zone Name
Surface, !- Outside Boundary Condition
L1-101-SalesAisle8_Srf_7,!- Outside Boundary Condition Object
NoSun, !- Sun Exposure
NoWind, !- Wind Exposure
, !- View Factor to Ground
4, !- Number of Vertices
61.239, !- Vertex 1 X-coordinate {m}
49.002, !- Vertex 1 Y-coordinate {m}
2.134, !- Vertex 1 Z-coordinate {m}
61.239, !- Vertex 2 X-coordinate {m}
49.002, !- Vertex 2 Y-coordinate {m}
0, !- Vertex 2 Z-coordinate {m}
61.239, !- Vertex 3 X-coordinate {m}
45.129, !- Vertex 3 Y-coordinate {m}
0, !- Vertex 3 Z-coordinate {m}
61.239, !- Vertex 4 X-coordinate {m}
45.129, !- Vertex 4 Y-coordinate {m}
2.134, !- Vertex 4 Z-coordinate {m}
, !- Vertex 5 X-coordinate {m}
, !- Vertex 5 Y-coordinate {m}
, !- Vertex 5 Z-coordinate {m}
, !- Vertex 6 X-coordinate {m}
, !- Vertex 6 Y-coordinate {m}
, !- Vertex 6 Z-coordinate {m}
, !- Vertex 7 X-coordinate {m}
, !- Vertex 7 Y-coordinate {m}
, !- Vertex 7 Z-coordinate {m}
, !- Vertex 8 X-coordinate {m}
, !- Vertex 8 Y-coordinate {m}
, !- Vertex 8 Z-coordinate {m}
, !- Vertex 9 X-coordinate {m}
, !- Vertex 9 Y-coordinate {m}
, !- Vertex 9 Z-coordinate {m}
, !- Vertex 10 X-coordinate {m}
, !- Vertex 10 Y-coordinate {m}
, !- Vertex 10 Z-coordinate {m}
, !- Vertex 11 X-coordinate {m}
, !- Vertex 11 Y-coordinate {m}
, !- Vertex 11 Z-coordinate {m}
, !- Vertex 12 X-coordinate {m}
, !- Vertex 12 Y-coordinate {m}
, !- Vertex 12 Z-coordinate {m}
, !- Vertex 13 X-coordinate {m}
, !- Vertex 13 Y-coordinate {m}
, !- Vertex 13 Z-coordinate {m}
, !- Vertex 14 X-coordinate {m}
, !- Vertex 14 Y-coordinate {m}
, !- Vertex 14 Z-coordinate {m}
, !- Vertex 15 X-coordinate {m}
, !- Vertex 15 Y-coordinate {m}
, !- Vertex 15 Z-coordinate {m}
, !- Vertex 16 X-coordinate {m}
, !- Vertex 16 Y-coordinate {m}
, !- Vertex 16 Z-coordinate {m}
, !- Vertex 17 X-coordinate {m}
, !- Vertex 17 Y-coordinate {m}
, !- Vertex 17 Z-coordinate {m}
, !- Vertex 18 X-coordinate {m}
, !- Vertex 18 Y-coordinate {m}
, !- Vertex 18 Z-coordinate {m}
, !- Vertex 19 X-coordinate {m}
, !- Vertex 19 Y-coordinate {m}
, !- Vertex 19 Z-coordinate {m}
, !- Vertex 20 X-coordinate {m}
, !- Vertex 20 Y-coordinate {m}
; !- Vertex 20 Z-coordinate {m}
BuildingSurface:Detailed,
L1-101-SalesRefrigerationAisle4_Srf_4, !- Name
Wall, !- Surface Type
Hole, !- Construction Name
L1-101-SalesRefrigerationAisle4 Thermal Zone, !- Zone Name
Surface, !- Outside Boundary Condition
L1-101-SalesRefrigerationAisle3_Srf_1, !- Outside Boundary Condition Object
NoSun, !- Sun Exposure
NoWind, !- Wind Exposure
, !- View Factor to Ground
4, !- Number of Vertices
61.239, !- Vertex 1 X-coordinate {m}
45.129, !- Vertex 1 Y-coordinate {m}
2.134, !- Vertex 1 Z-coordinate {m}
61.239, !- Vertex 2 X-coordinate {m}
45.129, !- Vertex 2 Y-coordinate {m}
0, !- Vertex 2 Z-coordinate {m}
63.856, !- Vertex 3 X-coordinate {m}
45.129, !- Vertex 3 Y-coordinate {m}
0, !- Vertex 3 Z-coordinate {m}
63.856, !- Vertex 4 X-coordinate {m}
45.129, !- Vertex 4 Y-coordinate {m}
2.134, !- Vertex 4 Z-coordinate {m}
, !- Vertex 5 X-coordinate {m}
, !- Vertex 5 Y-coordinate {m}
, !- Vertex 5 Z-coordinate {m}
, !- Vertex 6 X-coordinate {m}
, !- Vertex 6 Y-coordinate {m}
, !- Vertex 6 Z-coordinate {m}
, !- Vertex 7 X-coordinate {m}
, !- Vertex 7 Y-coordinate {m}
, !- Vertex 7 Z-coordinate {m}
, !- Vertex 8 X-coordinate {m}
, !- Vertex 8 Y-coordinate {m}
, !- Vertex 8 Z-coordinate {m}
, !- Vertex 9 X-coordinate {m}
, !- Vertex 9 Y-coordinate {m}
, !- Vertex 9 Z-coordinate {m}
, !- Vertex 10 X-coordinate {m}
, !- Vertex 10 Y-coordinate {m}
, !- Vertex 10 Z-coordinate {m}
, !- Vertex 11 X-coordinate {m}
, !- Vertex 11 Y-coordinate {m}
, !- Vertex 11 Z-coordinate {m}
, !- Vertex 12 X-coordinate {m}
, !- Vertex 12 Y-coordinate {m}
, !- Vertex 12 Z-coordinate {m}
, !- Vertex 13 X-coordinate {m}
, !- Vertex 13 Y-coordinate {m}
, !- Vertex 13 Z-coordinate {m}
, !- Vertex 14 X-coordinate {m}
, !- Vertex 14 Y-coordinate {m}
, !- Vertex 14 Z-coordinate {m}
, !- Vertex 15 X-coordinate {m}
, !- Vertex 15 Y-coordinate {m}
, !- Vertex 15 Z-coordinate {m}
, !- Vertex 16 X-coordinate {m}
, !- Vertex 16 Y-coordinate {m}
, !- Vertex 16 Z-coordinate {m}
, !- Vertex 17 X-coordinate {m}
, !- Vertex 17 Y-coordinate {m}
, !- Vertex 17 Z-coordinate {m}
, !- Vertex 18 X-coordinate {m}
, !- Vertex 18 Y-coordinate {m}
, !- Vertex 18 Z-coordinate {m}
, !- Vertex 19 X-coordinate {m}
, !- Vertex 19 Y-coordinate {m}
, !- Vertex 19 Z-coordinate {m}
, !- Vertex 20 X-coordinate {m}
, !- Vertex 20 Y-coordinate {m}
; !- Vertex 20 Z-coordinate {m}
BuildingSurface:Detailed,
L1-101-SalesRefrigerationAisle4_Srf_5, !- Name
Wall, !- Surface Type
Hole, !- Construction Name
L1-101-SalesRefrigerationAisle4 Thermal Zone, !- Zone Name
Surface, !- Outside Boundary Condition
L1-101-SalesAisle9_Srf_6,!- Outside Boundary Condition Object
NoSun, !- Sun Exposure
NoWind, !- Wind Exposure
, !- View Factor to Ground
4, !- Number of Vertices
63.856, !- Vertex 1 X-coordinate {m}
45.129, !- Vertex 1 Y-coordinate {m}
2.134, !- Vertex 1 Z-coordinate {m}
63.856, !- Vertex 2 X-coordinate {m}
45.129, !- Vertex 2 Y-coordinate {m}
0, !- Vertex 2 Z-coordinate {m}
63.856, !- Vertex 3 X-coordinate {m}
46.329, !- Vertex 3 Y-coordinate {m}
0, !- Vertex 3 Z-coordinate {m}
63.856, !- Vertex 4 X-coordinate {m}
46.329, !- Vertex 4 Y-coordinate {m}
2.134, !- Vertex 4 Z-coordinate {m}
, !- Vertex 5 X-coordinate {m}
, !- Vertex 5 Y-coordinate {m}
, !- Vertex 5 Z-coordinate {m}
, !- Vertex 6 X-coordinate {m}
, !- Vertex 6 Y-coordinate {m}
, !- Vertex 6 Z-coordinate {m}
, !- Vertex 7 X-coordinate {m}
, !- Vertex 7 Y-coordinate {m}
, !- Vertex 7 Z-coordinate {m}
, !- Vertex 8 X-coordinate {m}
, !- Vertex 8 Y-coordinate {m}
, !- Vertex 8 Z-coordinate {m}
, !- Vertex 9 X-coordinate {m}
, !- Vertex 9 Y-coordinate {m}
, !- Vertex 9 Z-coordinate {m}
, !- Vertex 10 X-coordinate {m}
, !- Vertex 10 Y-coordinate {m}
, !- Vertex 10 Z-coordinate {m}
, !- Vertex 11 X-coordinate {m}
, !- Vertex 11 Y-coordinate {m}
, !- Vertex 11 Z-coordinate {m}
, !- Vertex 12 X-coordinate {m}
, !- Vertex 12 Y-coordinate {m}
, !- Vertex 12 Z-coordinate {m}
, !- Vertex 13 X-coordinate {m}
, !- Vertex 13 Y-coordinate {m}
, !- Vertex 13 Z-coordinate {m}
, !- Vertex 14 X-coordinate {m}
, !- Vertex 14 Y-coordinate {m}
, !- Vertex 14 Z-coordinate {m}
, !- Vertex 15 X-coordinate {m}
, !- Vertex 15 Y-coordinate {m}
, !- Vertex 15 Z-coordinate {m}
, !- Vertex 16 X-coordinate {m}
, !- Vertex 16 Y-coordinate {m}
, !- Vertex 16 Z-coordinate {m}
, !- Vertex 17 X-coordinate {m}
, !- Vertex 17 Y-coordinate {m}
, !- Vertex 17 Z-coordinate {m}
, !- Vertex 18 X-coordinate {m}
, !- Vertex 18 Y-coordinate {m}
, !- Vertex 18 Z-coordinate {m}
, !- Vertex 19 X-coordinate {m}
, !- Vertex 19 Y-coordinate {m}
, !- Vertex 19 Z-coordinate {m}
, !- Vertex 20 X-coordinate {m}
, !- Vertex 20 Y-coordinate {m}
; !- Vertex 20 Z-coordinate {m}
BuildingSurface:Detailed,
L1-101-SalesRefrigerationAisle4_Srf_6, !- Name
Roof, !- Surface Type
Roof_BOH, !- Construction Name
L1-101-SalesRefrigerationAisle4 Thermal Zone, !- Zone Name
Outdoors, !- Outside Boundary Condition
, !- Outside Boundary Condition Object
SunExposed, !- Sun Exposure
WindExposed, !- Wind Exposure
, !- View Factor to Ground
4, !- Number of Vertices
61.239, !- Vertex 1 X-coordinate {m}
49.002, !- Vertex 1 Y-coordinate {m}
2.134, !- Vertex 1 Z-coordinate {m}
61.239, !- Vertex 2 X-coordinate {m}
45.129, !- Vertex 2 Y-coordinate {m}
2.134, !- Vertex 2 Z-coordinate {m}
63.856, !- Vertex 3 X-coordinate {m}
45.129, !- Vertex 3 Y-coordinate {m}
2.134, !- Vertex 3 Z-coordinate {m}
63.856, !- Vertex 4 X-coordinate {m}
49.002, !- Vertex 4 Y-coordinate {m}
2.134, !- Vertex 4 Z-coordinate {m}
, !- Vertex 5 X-coordinate {m}
, !- Vertex 5 Y-coordinate {m}
, !- Vertex 5 Z-coordinate {m}
, !- Vertex 6 X-coordinate {m}
, !- Vertex 6 Y-coordinate {m}
, !- Vertex 6 Z-coordinate {m}
, !- Vertex 7 X-coordinate {m}
, !- Vertex 7 Y-coordinate {m}
, !- Vertex 7 Z-coordinate {m}
, !- Vertex 8 X-coordinate {m}
, !- Vertex 8 Y-coordinate {m}
, !- Vertex 8 Z-coordinate {m}
, !- Vertex 9 X-coordinate {m}
, !- Vertex 9 Y-coordinate {m}
, !- Vertex 9 Z-coordinate {m}
, !- Vertex 10 X-coordinate {m}
, !- Vertex 10 Y-coordinate {m}
, !- Vertex 10 Z-coordinate {m}
, !- Vertex 11 X-coordinate {m}
, !- Vertex 11 Y-coordinate {m}
, !- Vertex 11 Z-coordinate {m}
, !- Vertex 12 X-coordinate {m}
, !- Vertex 12 Y-coordinate {m}
, !- Vertex 12 Z-coordinate {m}
, !- Vertex 13 X-coordinate {m}
, !- Vertex 13 Y-coordinate {m}
, !- Vertex 13 Z-coordinate {m}
, !- Vertex 14 X-coordinate {m}
, !- Vertex 14 Y-coordinate {m}
, !- Vertex 14 Z-coordinate {m}
, !- Vertex 15 X-coordinate {m}
, !- Vertex 15 Y-coordinate {m}
, !- Vertex 15 Z-coordinate {m}
, !- Vertex 16 X-coordinate {m}
, !- Vertex 16 Y-coordinate {m}
, !- Vertex 16 Z-coordinate {m}
, !- Vertex 17 X-coordinate {m}
, !- Vertex 17 Y-coordinate {m}
, !- Vertex 17 Z-coordinate {m}
, !- Vertex 18 X-coordinate {m}
, !- Vertex 18 Y-coordinate {m}
, !- Vertex 18 Z-coordinate {m}
, !- Vertex 19 X-coordinate {m}
, !- Vertex 19 Y-coordinate {m}
, !- Vertex 19 Z-coordinate {m}
, !- Vertex 20 X-coordinate {m}
, !- Vertex 20 Y-coordinate {m}
; !- Vertex 20 Z-coordinate {m}
BuildingSurface:Detailed,
L1-101-SalesRefrigerationAisle5_Srf_0, !- Name
Floor, !- Surface Type
Hole, !- Construction Name
L1-101-SalesRefrigerationAisle5 Thermal Zone, !- Zone Name
ground, !- Outside Boundary Condition
, !- Outside Boundary Condition Object
NoSun, !- Sun Exposure
NoWind, !- Wind Exposure
, !- View Factor to Ground
4, !- Number of Vertices
63.856, !- Vertex 1 X-coordinate {m}
53.193, !- Vertex 1 Y-coordinate {m}
0, !- Vertex 1 Z-coordinate {m}
63.856, !- Vertex 2 X-coordinate {m}
49.002, !- Vertex 2 Y-coordinate {m}
0, !- Vertex 2 Z-coordinate {m}
61.239, !- Vertex 3 X-coordinate {m}
49.002, !- Vertex 3 Y-coordinate {m}
0, !- Vertex 3 Z-coordinate {m}
61.239, !- Vertex 4 X-coordinate {m}
53.193, !- Vertex 4 Y-coordinate {m}
0, !- Vertex 4 Z-coordinate {m}
, !- Vertex 5 X-coordinate {m}
, !- Vertex 5 Y-coordinate {m}
, !- Vertex 5 Z-coordinate {m}
, !- Vertex 6 X-coordinate {m}
, !- Vertex 6 Y-coordinate {m}
, !- Vertex 6 Z-coordinate {m}
, !- Vertex 7 X-coordinate {m}
, !- Vertex 7 Y-coordinate {m}
, !- Vertex 7 Z-coordinate {m}
, !- Vertex 8 X-coordinate {m}
, !- Vertex 8 Y-coordinate {m}
, !- Vertex 8 Z-coordinate {m}
, !- Vertex 9 X-coordinate {m}
, !- Vertex 9 Y-coordinate {m}
, !- Vertex 9 Z-coordinate {m}
, !- Vertex 10 X-coordinate {m}
, !- Vertex 10 Y-coordinate {m}
, !- Vertex 10 Z-coordinate {m}
, !- Vertex 11 X-coordinate {m}
, !- Vertex 11 Y-coordinate {m}
, !- Vertex 11 Z-coordinate {m}
, !- Vertex 12 X-coordinate {m}
, !- Vertex 12 Y-coordinate {m}
, !- Vertex 12 Z-coordinate {m}
, !- Vertex 13 X-coordinate {m}
, !- Vertex 13 Y-coordinate {m}
, !- Vertex 13 Z-coordinate {m}
, !- Vertex 14 X-coordinate {m}
, !- Vertex 14 Y-coordinate {m}
, !- Vertex 14 Z-coordinate {m}
, !- Vertex 15 X-coordinate {m}
, !- Vertex 15 Y-coordinate {m}
, !- Vertex 15 Z-coordinate {m}
, !- Vertex 16 X-coordinate {m}
, !- Vertex 16 Y-coordinate {m}
, !- Vertex 16 Z-coordinate {m}
, !- Vertex 17 X-coordinate {m}
, !- Vertex 17 Y-coordinate {m}
, !- Vertex 17 Z-coordinate {m}
, !- Vertex 18 X-coordinate {m}
, !- Vertex 18 Y-coordinate {m}
, !- Vertex 18 Z-coordinate {m}
, !- Vertex 19 X-coordinate {m}
, !- Vertex 19 Y-coordinate {m}
, !- Vertex 19 Z-coordinate {m}
, !- Vertex 20 X-coordinate {m}
, !- Vertex 20 Y-coordinate {m}
; !- Vertex 20 Z-coordinate {m}
BuildingSurface:Detailed,
L1-101-SalesRefrigerationAisle5_Srf_1, !- Name
Wall, !- Surface Type
Hole, !- Construction Name
L1-101-SalesRefrigerationAisle5 Thermal Zone, !- Zone Name
Surface, !- Outside Boundary Condition
L1-101-SalesRefrigerationEndcap1_Srf_1, !- Outside Boundary Condition Object
NoSun, !- Sun Exposure
NoWind, !- Wind Exposure
, !- View Factor to Ground
4, !- Number of Vertices
62.454, !- Vertex 1 X-coordinate {m}
53.193, !- Vertex 1 Y-coordinate {m}
2.134, !- Vertex 1 Z-coordinate {m}
62.454, !- Vertex 2 X-coordinate {m}
53.193, !- Vertex 2 Y-coordinate {m}
0, !- Vertex 2 Z-coordinate {m}
61.239, !- Vertex 3 X-coordinate {m}
53.193, !- Vertex 3 Y-coordinate {m}
0, !- Vertex 3 Z-coordinate {m}
61.239, !- Vertex 4 X-coordinate {m}
53.193, !- Vertex 4 Y-coordinate {m}
2.134, !- Vertex 4 Z-coordinate {m}
, !- Vertex 5 X-coordinate {m}
, !- Vertex 5 Y-coordinate {m}
, !- Vertex 5 Z-coordinate {m}
, !- Vertex 6 X-coordinate {m}
, !- Vertex 6 Y-coordinate {m}
, !- Vertex 6 Z-coordinate {m}
, !- Vertex 7 X-coordinate {m}
, !- Vertex 7 Y-coordinate {m}
, !- Vertex 7 Z-coordinate {m}
, !- Vertex 8 X-coordinate {m}
, !- Vertex 8 Y-coordinate {m}
, !- Vertex 8 Z-coordinate {m}
, !- Vertex 9 X-coordinate {m}
, !- Vertex 9 Y-coordinate {m}
, !- Vertex 9 Z-coordinate {m}
, !- Vertex 10 X-coordinate {m}
, !- Vertex 10 Y-coordinate {m}
, !- Vertex 10 Z-coordinate {m}
, !- Vertex 11 X-coordinate {m}
, !- Vertex 11 Y-coordinate {m}
, !- Vertex 11 Z-coordinate {m}
, !- Vertex 12 X-coordinate {m}
, !- Vertex 12 Y-coordinate {m}
, !- Vertex 12 Z-coordinate {m}
, !- Vertex 13 X-coordinate {m}
, !- Vertex 13 Y-coordinate {m}
, !- Vertex 13 Z-coordinate {m}
, !- Vertex 14 X-coordinate {m}
, !- Vertex 14 Y-coordinate {m}
, !- Vertex 14 Z-coordinate {m}
, !- Vertex 15 X-coordinate {m}
, !- Vertex 15 Y-coordinate {m}
, !- Vertex 15 Z-coordinate {m}
, !- Vertex 16 X-coordinate {m}
, !- Vertex 16 Y-coordinate {m}
, !- Vertex 16 Z-coordinate {m}
, !- Vertex 17 X-coordinate {m}
, !- Vertex 17 Y-coordinate {m}
, !- Vertex 17 Z-coordinate {m}
, !- Vertex 18 X-coordinate {m}
, !- Vertex 18 Y-coordinate {m}
, !- Vertex 18 Z-coordinate {m}
, !- Vertex 19 X-coordinate {m}
, !- Vertex 19 Y-coordinate {m}
, !- Vertex 19 Z-coordinate {m}
, !- Vertex 20 X-coordinate {m}
, !- Vertex 20 Y-coordinate {m}
; !- Vertex 20 Z-coordinate {m}
BuildingSurface:Detailed,
L1-101-SalesRefrigerationAisle5_Srf_2, !- Name
Wall, !- Surface Type
Hole, !- Construction Name
L1-101-SalesRefrigerationAisle5 Thermal Zone, !- Zone Name
Surface, !- Outside Boundary Condition
L1-101-SalesAisle8_Srf_8,!- Outside Boundary Condition Object
NoSun, !- Sun Exposure
NoWind, !- Wind Exposure
, !- View Factor to Ground
4, !- Number of Vertices
61.239, !- Vertex 1 X-coordinate {m}
53.193, !- Vertex 1 Y-coordinate {m}
2.134, !- Vertex 1 Z-coordinate {m}
61.239, !- Vertex 2 X-coordinate {m}
53.193, !- Vertex 2 Y-coordinate {m}
0, !- Vertex 2 Z-coordinate {m}
61.239, !- Vertex 3 X-coordinate {m}
49.002, !- Vertex 3 Y-coordinate {m}
0, !- Vertex 3 Z-coordinate {m}
61.239, !- Vertex 4 X-coordinate {m}
49.002, !- Vertex 4 Y-coordinate {m}
2.134, !- Vertex 4 Z-coordinate {m}
, !- Vertex 5 X-coordinate {m}
, !- Vertex 5 Y-coordinate {m}
, !- Vertex 5 Z-coordinate {m}
, !- Vertex 6 X-coordinate {m}
, !- Vertex 6 Y-coordinate {m}
, !- Vertex 6 Z-coordinate {m}
, !- Vertex 7 X-coordinate {m}
, !- Vertex 7 Y-coordinate {m}
, !- Vertex 7 Z-coordinate {m}
, !- Vertex 8 X-coordinate {m}
, !- Vertex 8 Y-coordinate {m}
, !- Vertex 8 Z-coordinate {m}
, !- Vertex 9 X-coordinate {m}
, !- Vertex 9 Y-coordinate {m}
, !- Vertex 9 Z-coordinate {m}
, !- Vertex 10 X-coordinate {m}
, !- Vertex 10 Y-coordinate {m}
, !- Vertex 10 Z-coordinate {m}
, !- Vertex 11 X-coordinate {m}
, !- Vertex 11 Y-coordinate {m}
, !- Vertex 11 Z-coordinate {m}
, !- Vertex 12 X-coordinate {m}
, !- Vertex 12 Y-coordinate {m}
, !- Vertex 12 Z-coordinate {m}
, !- Vertex 13 X-coordinate {m}
, !- Vertex 13 Y-coordinate {m}
, !- Vertex 13 Z-coordinate {m}
, !- Vertex 14 X-coordinate {m}
, !- Vertex 14 Y-coordinate {m}
, !- Vertex 14 Z-coordinate {m}
, !- Vertex 15 X-coordinate {m}
, !- Vertex 15 Y-coordinate {m}
, !- Vertex 15 Z-coordinate {m}
, !- Vertex 16 X-coordinate {m}
, !- Vertex 16 Y-coordinate {m}
, !- Vertex 16 Z-coordinate {m}
, !- Vertex 17 X-coordinate {m}
, !- Vertex 17 Y-coordinate {m}
, !- Vertex 17 Z-coordinate {m}
, !- Vertex 18 X-coordinate {m}
, !- Vertex 18 Y-coordinate {m}
, !- Vertex 18 Z-coordinate {m}
, !- Vertex 19 X-coordinate {m}
, !- Vertex 19 Y-coordinate {m}
, !- Vertex 19 Z-coordinate {m}
, !- Vertex 20 X-coordinate {m}
, !- Vertex 20 Y-coordinate {m}
; !- Vertex 20 Z-coordinate {m}
BuildingSurface:Detailed,
L1-101-SalesRefrigerationAisle5_Srf_3, !- Name
Wall, !- Surface Type
Hole, !- Construction Name
L1-101-SalesRefrigerationAisle5 Thermal Zone, !- Zone Name
Surface, !- Outside Boundary Condition
L1-101-SalesRefrigerationAisle4_Srf_2, !- Outside Boundary Condition Object
NoSun, !- Sun Exposure
NoWind, !- Wind Exposure
, !- View Factor to Ground
4, !- Number of Vertices
61.239, !- Vertex 1 X-coordinate {m}
49.002, !- Vertex 1 Y-coordinate {m}
2.134, !- Vertex 1 Z-coordinate {m}
61.239, !- Vertex 2 X-coordinate {m}
49.002, !- Vertex 2 Y-coordinate {m}
0, !- Vertex 2 Z-coordinate {m}
63.856, !- Vertex 3 X-coordinate {m}
49.002, !- Vertex 3 Y-coordinate {m}
0, !- Vertex 3 Z-coordinate {m}
63.856, !- Vertex 4 X-coordinate {m}
49.002, !- Vertex 4 Y-coordinate {m}
2.134, !- Vertex 4 Z-coordinate {m}
, !- Vertex 5 X-coordinate {m}
, !- Vertex 5 Y-coordinate {m}
, !- Vertex 5 Z-coordinate {m}
, !- Vertex 6 X-coordinate {m}
, !- Vertex 6 Y-coordinate {m}
, !- Vertex 6 Z-coordinate {m}
, !- Vertex 7 X-coordinate {m}
, !- Vertex 7 Y-coordinate {m}
, !- Vertex 7 Z-coordinate {m}
, !- Vertex 8 X-coordinate {m}
, !- Vertex 8 Y-coordinate {m}
, !- Vertex 8 Z-coordinate {m}
, !- Vertex 9 X-coordinate {m}
, !- Vertex 9 Y-coordinate {m}
, !- Vertex 9 Z-coordinate {m}
, !- Vertex 10 X-coordinate {m}
, !- Vertex 10 Y-coordinate {m}
, !- Vertex 10 Z-coordinate {m}
, !- Vertex 11 X-coordinate {m}
, !- Vertex 11 Y-coordinate {m}
, !- Vertex 11 Z-coordinate {m}
, !- Vertex 12 X-coordinate {m}
, !- Vertex 12 Y-coordinate {m}
, !- Vertex 12 Z-coordinate {m}
, !- Vertex 13 X-coordinate {m}
, !- Vertex 13 Y-coordinate {m}
, !- Vertex 13 Z-coordinate {m}
, !- Vertex 14 X-coordinate {m}
, !- Vertex 14 Y-coordinate {m}
, !- Vertex 14 Z-coordinate {m}
, !- Vertex 15 X-coordinate {m}
, !- Vertex 15 Y-coordinate {m}
, !- Vertex 15 Z-coordinate {m}
, !- Vertex 16 X-coordinate {m}
, !- Vertex 16 Y-coordinate {m}
, !- Vertex 16 Z-coordinate {m}
, !- Vertex 17 X-coordinate {m}
, !- Vertex 17 Y-coordinate {m}
, !- Vertex 17 Z-coordinate {m}
, !- Vertex 18 X-coordinate {m}
, !- Vertex 18 Y-coordinate {m}
, !- Vertex 18 Z-coordinate {m}
, !- Vertex 19 X-coordinate {m}
, !- Vertex 19 Y-coordinate {m}
, !- Vertex 19 Z-coordinate {m}
, !- Vertex 20 X-coordinate {m}
, !- Vertex 20 Y-coordinate {m}
; !- Vertex 20 Z-coordinate {m}
BuildingSurface:Detailed,
L1-101-SalesRefrigerationAisle5_Srf_4, !- Name
Wall, !- Surface Type
Hole, !- Construction Name
L1-101-SalesRefrigerationAisle5 Thermal Zone, !- Zone Name
Surface, !- Outside Boundary Condition
L1-101-SalesRefrigerationAisle7_Srf_5, !- Outside Boundary Condition Object
NoSun, !- Sun Exposure
NoWind, !- Wind Exposure
, !- View Factor to Ground
4, !- Number of Vertices
63.856, !- Vertex 1 X-coordinate {m}
49.002, !- Vertex 1 Y-coordinate {m}
2.134, !- Vertex 1 Z-coordinate {m}
63.856, !- Vertex 2 X-coordinate {m}
49.002, !- Vertex 2 Y-coordinate {m}
0, !- Vertex 2 Z-coordinate {m}
63.856, !- Vertex 3 X-coordinate {m}
50.269, !- Vertex 3 Y-coordinate {m}
0, !- Vertex 3 Z-coordinate {m}
63.856, !- Vertex 4 X-coordinate {m}
50.269, !- Vertex 4 Y-coordinate {m}
2.134, !- Vertex 4 Z-coordinate {m}
, !- Vertex 5 X-coordinate {m}
, !- Vertex 5 Y-coordinate {m}
, !- Vertex 5 Z-coordinate {m}
, !- Vertex 6 X-coordinate {m}
, !- Vertex 6 Y-coordinate {m}
, !- Vertex 6 Z-coordinate {m}
, !- Vertex 7 X-coordinate {m}
, !- Vertex 7 Y-coordinate {m}
, !- Vertex 7 Z-coordinate {m}
, !- Vertex 8 X-coordinate {m}
, !- Vertex 8 Y-coordinate {m}
, !- Vertex 8 Z-coordinate {m}
, !- Vertex 9 X-coordinate {m}
, !- Vertex 9 Y-coordinate {m}
, !- Vertex 9 Z-coordinate {m}
, !- Vertex 10 X-coordinate {m}
, !- Vertex 10 Y-coordinate {m}
, !- Vertex 10 Z-coordinate {m}
, !- Vertex 11 X-coordinate {m}
, !- Vertex 11 Y-coordinate {m}
, !- Vertex 11 Z-coordinate {m}
, !- Vertex 12 X-coordinate {m}
, !- Vertex 12 Y-coordinate {m}
, !- Vertex 12 Z-coordinate {m}
, !- Vertex 13 X-coordinate {m}
, !- Vertex 13 Y-coordinate {m}
, !- Vertex 13 Z-coordinate {m}
, !- Vertex 14 X-coordinate {m}
, !- Vertex 14 Y-coordinate {m}
, !- Vertex 14 Z-coordinate {m}
, !- Vertex 15 X-coordinate {m}
, !- Vertex 15 Y-coordinate {m}
, !- Vertex 15 Z-coordinate {m}
, !- Vertex 16 X-coordinate {m}
, !- Vertex 16 Y-coordinate {m}
, !- Vertex 16 Z-coordinate {m}
, !- Vertex 17 X-coordinate {m}
, !- Vertex 17 Y-coordinate {m}
, !- Vertex 17 Z-coordinate {m}
, !- Vertex 18 X-coordinate {m}
, !- Vertex 18 Y-coordinate {m}
, !- Vertex 18 Z-coordinate {m}
, !- Vertex 19 X-coordinate {m}
, !- Vertex 19 Y-coordinate {m}
, !- Vertex 19 Z-coordinate {m}
, !- Vertex 20 X-coordinate {m}
, !- Vertex 20 Y-coordinate {m}
; !- Vertex 20 Z-coordinate {m}
BuildingSurface:Detailed,
L1-101-SalesRefrigerationAisle5_Srf_5, !- Name
Wall, !- Surface Type
Hole, !- Construction Name
L1-101-SalesRefrigerationAisle5 Thermal Zone, !- Zone Name
Surface, !- Outside Boundary Condition
L1-101-SalesRefrigerationAisle6_Srf_1, !- Outside Boundary Condition Object
NoSun, !- Sun Exposure
NoWind, !- Wind Exposure
, !- View Factor to Ground
4, !- Number of Vertices
63.856, !- Vertex 1 X-coordinate {m}
50.269, !- Vertex 1 Y-coordinate {m}
2.134, !- Vertex 1 Z-coordinate {m}
63.856, !- Vertex 2 X-coordinate {m}
50.269, !- Vertex 2 Y-coordinate {m}
0, !- Vertex 2 Z-coordinate {m}
63.856, !- Vertex 3 X-coordinate {m}
52.767, !- Vertex 3 Y-coordinate {m}
0, !- Vertex 3 Z-coordinate {m}
63.856, !- Vertex 4 X-coordinate {m}
52.767, !- Vertex 4 Y-coordinate {m}
2.134, !- Vertex 4 Z-coordinate {m}
, !- Vertex 5 X-coordinate {m}
, !- Vertex 5 Y-coordinate {m}
, !- Vertex 5 Z-coordinate {m}
, !- Vertex 6 X-coordinate {m}
, !- Vertex 6 Y-coordinate {m}
, !- Vertex 6 Z-coordinate {m}
, !- Vertex 7 X-coordinate {m}
, !- Vertex 7 Y-coordinate {m}
, !- Vertex 7 Z-coordinate {m}
, !- Vertex 8 X-coordinate {m}
, !- Vertex 8 Y-coordinate {m}
, !- Vertex 8 Z-coordinate {m}
, !- Vertex 9 X-coordinate {m}
, !- Vertex 9 Y-coordinate {m}
, !- Vertex 9 Z-coordinate {m}
, !- Vertex 10 X-coordinate {m}
, !- Vertex 10 Y-coordinate {m}
, !- Vertex 10 Z-coordinate {m}
, !- Vertex 11 X-coordinate {m}
, !- Vertex 11 Y-coordinate {m}
, !- Vertex 11 Z-coordinate {m}
, !- Vertex 12 X-coordinate {m}
, !- Vertex 12 Y-coordinate {m}
, !- Vertex 12 Z-coordinate {m}
, !- Vertex 13 X-coordinate {m}
, !- Vertex 13 Y-coordinate {m}
, !- Vertex 13 Z-coordinate {m}
, !- Vertex 14 X-coordinate {m}
, !- Vertex 14 Y-coordinate {m}
, !- Vertex 14 Z-coordinate {m}
, !- Vertex 15 X-coordinate {m}
, !- Vertex 15 Y-coordinate {m}
, !- Vertex 15 Z-coordinate {m}
, !- Vertex 16 X-coordinate {m}
, !- Vertex 16 Y-coordinate {m}
, !- Vertex 16 Z-coordinate {m}
, !- Vertex 17 X-coordinate {m}
, !- Vertex 17 Y-coordinate {m}
, !- Vertex 17 Z-coordinate {m}
, !- Vertex 18 X-coordinate {m}
, !- Vertex 18 Y-coordinate {m}
, !- Vertex 18 Z-coordinate {m}
, !- Vertex 19 X-coordinate {m}
, !- Vertex 19 Y-coordinate {m}
, !- Vertex 19 Z-coordinate {m}
, !- Vertex 20 X-coordinate {m}
, !- Vertex 20 Y-coordinate {m}
; !- Vertex 20 Z-coordinate {m}
BuildingSurface:Detailed,
L1-101-SalesRefrigerationAisle5_Srf_6, !- Name
Wall, !- Surface Type
Hole, !- Construction Name
L1-101-SalesRefrigerationAisle5 Thermal Zone, !- Zone Name
Surface, !- Outside Boundary Condition
L1-101-SalesCirculation4_Srf_14, !- Outside Boundary Condition Object
NoSun, !- Sun Exposure
NoWind, !- Wind Exposure
, !- View Factor to Ground
4, !- Number of Vertices
63.856, !- Vertex 1 X-coordinate {m}
52.767, !- Vertex 1 Y-coordinate {m}
2.134, !- Vertex 1 Z-coordinate {m}
63.856, !- Vertex 2 X-coordinate {m}
52.767, !- Vertex 2 Y-coordinate {m}
0, !- Vertex 2 Z-coordinate {m}
63.856, !- Vertex 3 X-coordinate {m}
53.193, !- Vertex 3 Y-coordinate {m}
0, !- Vertex 3 Z-coordinate {m}
63.856, !- Vertex 4 X-coordinate {m}
53.193, !- Vertex 4 Y-coordinate {m}
2.134, !- Vertex 4 Z-coordinate {m}
, !- Vertex 5 X-coordinate {m}
, !- Vertex 5 Y-coordinate {m}
, !- Vertex 5 Z-coordinate {m}
, !- Vertex 6 X-coordinate {m}
, !- Vertex 6 Y-coordinate {m}
, !- Vertex 6 Z-coordinate {m}
, !- Vertex 7 X-coordinate {m}
, !- Vertex 7 Y-coordinate {m}
, !- Vertex 7 Z-coordinate {m}
, !- Vertex 8 X-coordinate {m}
, !- Vertex 8 Y-coordinate {m}
, !- Vertex 8 Z-coordinate {m}
, !- Vertex 9 X-coordinate {m}
, !- Vertex 9 Y-coordinate {m}
, !- Vertex 9 Z-coordinate {m}
, !- Vertex 10 X-coordinate {m}
, !- Vertex 10 Y-coordinate {m}
, !- Vertex 10 Z-coordinate {m}
, !- Vertex 11 X-coordinate {m}
, !- Vertex 11 Y-coordinate {m}
, !- Vertex 11 Z-coordinate {m}
, !- Vertex 12 X-coordinate {m}
, !- Vertex 12 Y-coordinate {m}
, !- Vertex 12 Z-coordinate {m}
, !- Vertex 13 X-coordinate {m}
, !- Vertex 13 Y-coordinate {m}
, !- Vertex 13 Z-coordinate {m}
, !- Vertex 14 X-coordinate {m}
, !- Vertex 14 Y-coordinate {m}
, !- Vertex 14 Z-coordinate {m}
, !- Vertex 15 X-coordinate {m}
, !- Vertex 15 Y-coordinate {m}
, !- Vertex 15 Z-coordinate {m}
, !- Vertex 16 X-coordinate {m}
, !- Vertex 16 Y-coordinate {m}
, !- Vertex 16 Z-coordinate {m}
, !- Vertex 17 X-coordinate {m}
, !- Vertex 17 Y-coordinate {m}
, !- Vertex 17 Z-coordinate {m}
, !- Vertex 18 X-coordinate {m}
, !- Vertex 18 Y-coordinate {m}
, !- Vertex 18 Z-coordinate {m}
, !- Vertex 19 X-coordinate {m}
, !- Vertex 19 Y-coordinate {m}
, !- Vertex 19 Z-coordinate {m}
, !- Vertex 20 X-coordinate {m}
, !- Vertex 20 Y-coordinate {m}
; !- Vertex 20 Z-coordinate {m}
BuildingSurface:Detailed,
L1-101-SalesRefrigerationAisle5_Srf_7, !- Name
Wall, !- Surface Type
Hole, !- Construction Name
L1-101-SalesRefrigerationAisle5 Thermal Zone, !- Zone Name
Surface, !- Outside Boundary Condition
L1-101-SalesCirculation4_Srf_13, !- Outside Boundary Condition Object
NoSun, !- Sun Exposure
NoWind, !- Wind Exposure
, !- View Factor to Ground
4, !- Number of Vertices
63.856, !- Vertex 1 X-coordinate {m}
53.193, !- Vertex 1 Y-coordinate {m}
2.134, !- Vertex 1 Z-coordinate {m}
63.856, !- Vertex 2 X-coordinate {m}
53.193, !- Vertex 2 Y-coordinate {m}
0, !- Vertex 2 Z-coordinate {m}
62.454, !- Vertex 3 X-coordinate {m}
53.193, !- Vertex 3 Y-coordinate {m}
0, !- Vertex 3 Z-coordinate {m}
62.454, !- Vertex 4 X-coordinate {m}
53.193, !- Vertex 4 Y-coordinate {m}
2.134, !- Vertex 4 Z-coordinate {m}
, !- Vertex 5 X-coordinate {m}
, !- Vertex 5 Y-coordinate {m}
, !- Vertex 5 Z-coordinate {m}
, !- Vertex 6 X-coordinate {m}
, !- Vertex 6 Y-coordinate {m}
, !- Vertex 6 Z-coordinate {m}
, !- Vertex 7 X-coordinate {m}
, !- Vertex 7 Y-coordinate {m}
, !- Vertex 7 Z-coordinate {m}
, !- Vertex 8 X-coordinate {m}
, !- Vertex 8 Y-coordinate {m}
, !- Vertex 8 Z-coordinate {m}
, !- Vertex 9 X-coordinate {m}
, !- Vertex 9 Y-coordinate {m}
, !- Vertex 9 Z-coordinate {m}
, !- Vertex 10 X-coordinate {m}
, !- Vertex 10 Y-coordinate {m}
, !- Vertex 10 Z-coordinate {m}
, !- Vertex 11 X-coordinate {m}
, !- Vertex 11 Y-coordinate {m}
, !- Vertex 11 Z-coordinate {m}
, !- Vertex 12 X-coordinate {m}
, !- Vertex 12 Y-coordinate {m}
, !- Vertex 12 Z-coordinate {m}
, !- Vertex 13 X-coordinate {m}
, !- Vertex 13 Y-coordinate {m}
, !- Vertex 13 Z-coordinate {m}
, !- Vertex 14 X-coordinate {m}
, !- Vertex 14 Y-coordinate {m}
, !- Vertex 14 Z-coordinate {m}
, !- Vertex 15 X-coordinate {m}
, !- Vertex 15 Y-coordinate {m}
, !- Vertex 15 Z-coordinate {m}
, !- Vertex 16 X-coordinate {m}
, !- Vertex 16 Y-coordinate {m}
, !- Vertex 16 Z-coordinate {m}
, !- Vertex 17 X-coordinate {m}
, !- Vertex 17 Y-coordinate {m}
, !- Vertex 17 Z-coordinate {m}
, !- Vertex 18 X-coordinate {m}
, !- Vertex 18 Y-coordinate {m}
, !- Vertex 18 Z-coordinate {m}
, !- Vertex 19 X-coordinate {m}
, !- Vertex 19 Y-coordinate {m}
, !- Vertex 19 Z-coordinate {m}
, !- Vertex 20 X-coordinate {m}
, !- Vertex 20 Y-coordinate {m}
; !- Vertex 20 Z-coordinate {m}
BuildingSurface:Detailed,
L1-101-SalesRefrigerationAisle5_Srf_8, !- Name
Roof, !- Surface Type
Roof_BOH, !- Construction Name
L1-101-SalesRefrigerationAisle5 Thermal Zone, !- Zone Name
Outdoors, !- Outside Boundary Condition
, !- Outside Boundary Condition Object
SunExposed, !- Sun Exposure
WindExposed, !- Wind Exposure
, !- View Factor to Ground
4, !- Number of Vertices
61.239, !- Vertex 1 X-coordinate {m}
53.193, !- Vertex 1 Y-coordinate {m}
2.134, !- Vertex 1 Z-coordinate {m}
61.239, !- Vertex 2 X-coordinate {m}
49.002, !- Vertex 2 Y-coordinate {m}
2.134, !- Vertex 2 Z-coordinate {m}
63.856, !- Vertex 3 X-coordinate {m}
49.002, !- Vertex 3 Y-coordinate {m}
2.134, !- Vertex 3 Z-coordinate {m}
63.856, !- Vertex 4 X-coordinate {m}
53.193, !- Vertex 4 Y-coordinate {m}
2.134, !- Vertex 4 Z-coordinate {m}
, !- Vertex 5 X-coordinate {m}
, !- Vertex 5 Y-coordinate {m}
, !- Vertex 5 Z-coordinate {m}
, !- Vertex 6 X-coordinate {m}
, !- Vertex 6 Y-coordinate {m}
, !- Vertex 6 Z-coordinate {m}
, !- Vertex 7 X-coordinate {m}
, !- Vertex 7 Y-coordinate {m}
, !- Vertex 7 Z-coordinate {m}
, !- Vertex 8 X-coordinate {m}
, !- Vertex 8 Y-coordinate {m}
, !- Vertex 8 Z-coordinate {m}
, !- Vertex 9 X-coordinate {m}
, !- Vertex 9 Y-coordinate {m}
, !- Vertex 9 Z-coordinate {m}
, !- Vertex 10 X-coordinate {m}
, !- Vertex 10 Y-coordinate {m}
, !- Vertex 10 Z-coordinate {m}
, !- Vertex 11 X-coordinate {m}
, !- Vertex 11 Y-coordinate {m}
, !- Vertex 11 Z-coordinate {m}
, !- Vertex 12 X-coordinate {m}
, !- Vertex 12 Y-coordinate {m}
, !- Vertex 12 Z-coordinate {m}
, !- Vertex 13 X-coordinate {m}
, !- Vertex 13 Y-coordinate {m}
, !- Vertex 13 Z-coordinate {m}
, !- Vertex 14 X-coordinate {m}
, !- Vertex 14 Y-coordinate {m}
, !- Vertex 14 Z-coordinate {m}
, !- Vertex 15 X-coordinate {m}
, !- Vertex 15 Y-coordinate {m}
, !- Vertex 15 Z-coordinate {m}
, !- Vertex 16 X-coordinate {m}
, !- Vertex 16 Y-coordinate {m}
, !- Vertex 16 Z-coordinate {m}
, !- Vertex 17 X-coordinate {m}
, !- Vertex 17 Y-coordinate {m}
, !- Vertex 17 Z-coordinate {m}
, !- Vertex 18 X-coordinate {m}
, !- Vertex 18 Y-coordinate {m}
, !- Vertex 18 Z-coordinate {m}
, !- Vertex 19 X-coordinate {m}
, !- Vertex 19 Y-coordinate {m}
, !- Vertex 19 Z-coordinate {m}
, !- Vertex 20 X-coordinate {m}
, !- Vertex 20 Y-coordinate {m}
; !- Vertex 20 Z-coordinate {m}
BuildingSurface:Detailed,
L1-101-SalesRefrigerationAisle6_Srf_0, !- Name
Floor, !- Surface Type
Hole, !- Construction Name
L1-101-SalesRefrigerationAisle6 Thermal Zone, !- Zone Name
ground, !- Outside Boundary Condition
, !- Outside Boundary Condition Object
NoSun, !- Sun Exposure
NoWind, !- Wind Exposure
, !- View Factor to Ground
4, !- Number of Vertices
66.272, !- Vertex 1 X-coordinate {m}
52.767, !- Vertex 1 Y-coordinate {m}
0, !- Vertex 1 Z-coordinate {m}
66.272, !- Vertex 2 X-coordinate {m}
50.269, !- Vertex 2 Y-coordinate {m}
0, !- Vertex 2 Z-coordinate {m}
63.856, !- Vertex 3 X-coordinate {m}
50.269, !- Vertex 3 Y-coordinate {m}
0, !- Vertex 3 Z-coordinate {m}
63.856, !- Vertex 4 X-coordinate {m}
52.767, !- Vertex 4 Y-coordinate {m}
0, !- Vertex 4 Z-coordinate {m}
, !- Vertex 5 X-coordinate {m}
, !- Vertex 5 Y-coordinate {m}
, !- Vertex 5 Z-coordinate {m}
, !- Vertex 6 X-coordinate {m}
, !- Vertex 6 Y-coordinate {m}
, !- Vertex 6 Z-coordinate {m}
, !- Vertex 7 X-coordinate {m}
, !- Vertex 7 Y-coordinate {m}
, !- Vertex 7 Z-coordinate {m}
, !- Vertex 8 X-coordinate {m}
, !- Vertex 8 Y-coordinate {m}
, !- Vertex 8 Z-coordinate {m}
, !- Vertex 9 X-coordinate {m}
, !- Vertex 9 Y-coordinate {m}
, !- Vertex 9 Z-coordinate {m}
, !- Vertex 10 X-coordinate {m}
, !- Vertex 10 Y-coordinate {m}
, !- Vertex 10 Z-coordinate {m}
, !- Vertex 11 X-coordinate {m}
, !- Vertex 11 Y-coordinate {m}
, !- Vertex 11 Z-coordinate {m}
, !- Vertex 12 X-coordinate {m}
, !- Vertex 12 Y-coordinate {m}
, !- Vertex 12 Z-coordinate {m}
, !- Vertex 13 X-coordinate {m}
, !- Vertex 13 Y-coordinate {m}
, !- Vertex 13 Z-coordinate {m}
, !- Vertex 14 X-coordinate {m}
, !- Vertex 14 Y-coordinate {m}
, !- Vertex 14 Z-coordinate {m}
, !- Vertex 15 X-coordinate {m}
, !- Vertex 15 Y-coordinate {m}
, !- Vertex 15 Z-coordinate {m}
, !- Vertex 16 X-coordinate {m}
, !- Vertex 16 Y-coordinate {m}
, !- Vertex 16 Z-coordinate {m}
, !- Vertex 17 X-coordinate {m}
, !- Vertex 17 Y-coordinate {m}
, !- Vertex 17 Z-coordinate {m}
, !- Vertex 18 X-coordinate {m}
, !- Vertex 18 Y-coordinate {m}
, !- Vertex 18 Z-coordinate {m}
, !- Vertex 19 X-coordinate {m}
, !- Vertex 19 Y-coordinate {m}
, !- Vertex 19 Z-coordinate {m}
, !- Vertex 20 X-coordinate {m}
, !- Vertex 20 Y-coordinate {m}
; !- Vertex 20 Z-coordinate {m}
BuildingSurface:Detailed,
L1-101-SalesRefrigerationAisle6_Srf_1, !- Name
Wall, !- Surface Type
Hole, !- Construction Name
L1-101-SalesRefrigerationAisle6 Thermal Zone, !- Zone Name
Surface, !- Outside Boundary Condition
L1-101-SalesRefrigerationAisle5_Srf_5, !- Outside Boundary Condition Object
NoSun, !- Sun Exposure
NoWind, !- Wind Exposure
, !- View Factor to Ground
4, !- Number of Vertices
63.856, !- Vertex 1 X-coordinate {m}
52.767, !- Vertex 1 Y-coordinate {m}
2.134, !- Vertex 1 Z-coordinate {m}
63.856, !- Vertex 2 X-coordinate {m}
52.767, !- Vertex 2 Y-coordinate {m}
0, !- Vertex 2 Z-coordinate {m}
63.856, !- Vertex 3 X-coordinate {m}
50.269, !- Vertex 3 Y-coordinate {m}
0, !- Vertex 3 Z-coordinate {m}
63.856, !- Vertex 4 X-coordinate {m}
50.269, !- Vertex 4 Y-coordinate {m}
2.134, !- Vertex 4 Z-coordinate {m}
, !- Vertex 5 X-coordinate {m}
, !- Vertex 5 Y-coordinate {m}
, !- Vertex 5 Z-coordinate {m}
, !- Vertex 6 X-coordinate {m}
, !- Vertex 6 Y-coordinate {m}
, !- Vertex 6 Z-coordinate {m}
, !- Vertex 7 X-coordinate {m}
, !- Vertex 7 Y-coordinate {m}
, !- Vertex 7 Z-coordinate {m}
, !- Vertex 8 X-coordinate {m}
, !- Vertex 8 Y-coordinate {m}
, !- Vertex 8 Z-coordinate {m}
, !- Vertex 9 X-coordinate {m}
, !- Vertex 9 Y-coordinate {m}
, !- Vertex 9 Z-coordinate {m}
, !- Vertex 10 X-coordinate {m}
, !- Vertex 10 Y-coordinate {m}
, !- Vertex 10 Z-coordinate {m}
, !- Vertex 11 X-coordinate {m}
, !- Vertex 11 Y-coordinate {m}
, !- Vertex 11 Z-coordinate {m}
, !- Vertex 12 X-coordinate {m}
, !- Vertex 12 Y-coordinate {m}
, !- Vertex 12 Z-coordinate {m}
, !- Vertex 13 X-coordinate {m}
, !- Vertex 13 Y-coordinate {m}
, !- Vertex 13 Z-coordinate {m}
, !- Vertex 14 X-coordinate {m}
, !- Vertex 14 Y-coordinate {m}
, !- Vertex 14 Z-coordinate {m}
, !- Vertex 15 X-coordinate {m}
, !- Vertex 15 Y-coordinate {m}
, !- Vertex 15 Z-coordinate {m}
, !- Vertex 16 X-coordinate {m}
, !- Vertex 16 Y-coordinate {m}
, !- Vertex 16 Z-coordinate {m}
, !- Vertex 17 X-coordinate {m}
, !- Vertex 17 Y-coordinate {m}
, !- Vertex 17 Z-coordinate {m}
, !- Vertex 18 X-coordinate {m}
, !- Vertex 18 Y-coordinate {m}
, !- Vertex 18 Z-coordinate {m}
, !- Vertex 19 X-coordinate {m}
, !- Vertex 19 Y-coordinate {m}
, !- Vertex 19 Z-coordinate {m}
, !- Vertex 20 X-coordinate {m}
, !- Vertex 20 Y-coordinate {m}
; !- Vertex 20 Z-coordinate {m}
BuildingSurface:Detailed,
L1-101-SalesRefrigerationAisle6_Srf_2, !- Name
Wall, !- Surface Type
Hole, !- Construction Name
L1-101-SalesRefrigerationAisle6 Thermal Zone, !- Zone Name
Surface, !- Outside Boundary Condition
L1-101-SalesRefrigerationAisle7_Srf_4, !- Outside Boundary Condition Object
NoSun, !- Sun Exposure
NoWind, !- Wind Exposure
, !- View Factor to Ground
4, !- Number of Vertices
63.856, !- Vertex 1 X-coordinate {m}
50.269, !- Vertex 1 Y-coordinate {m}
2.134, !- Vertex 1 Z-coordinate {m}
63.856, !- Vertex 2 X-coordinate {m}
50.269, !- Vertex 2 Y-coordinate {m}
0, !- Vertex 2 Z-coordinate {m}
66.272, !- Vertex 3 X-coordinate {m}
50.269, !- Vertex 3 Y-coordinate {m}
0, !- Vertex 3 Z-coordinate {m}
66.272, !- Vertex 4 X-coordinate {m}
50.269, !- Vertex 4 Y-coordinate {m}
2.134, !- Vertex 4 Z-coordinate {m}
, !- Vertex 5 X-coordinate {m}
, !- Vertex 5 Y-coordinate {m}
, !- Vertex 5 Z-coordinate {m}
, !- Vertex 6 X-coordinate {m}
, !- Vertex 6 Y-coordinate {m}
, !- Vertex 6 Z-coordinate {m}
, !- Vertex 7 X-coordinate {m}
, !- Vertex 7 Y-coordinate {m}
, !- Vertex 7 Z-coordinate {m}
, !- Vertex 8 X-coordinate {m}
, !- Vertex 8 Y-coordinate {m}
, !- Vertex 8 Z-coordinate {m}
, !- Vertex 9 X-coordinate {m}
, !- Vertex 9 Y-coordinate {m}
, !- Vertex 9 Z-coordinate {m}
, !- Vertex 10 X-coordinate {m}
, !- Vertex 10 Y-coordinate {m}
, !- Vertex 10 Z-coordinate {m}
, !- Vertex 11 X-coordinate {m}
, !- Vertex 11 Y-coordinate {m}
, !- Vertex 11 Z-coordinate {m}
, !- Vertex 12 X-coordinate {m}
, !- Vertex 12 Y-coordinate {m}
, !- Vertex 12 Z-coordinate {m}
, !- Vertex 13 X-coordinate {m}
, !- Vertex 13 Y-coordinate {m}
, !- Vertex 13 Z-coordinate {m}
, !- Vertex 14 X-coordinate {m}
, !- Vertex 14 Y-coordinate {m}
, !- Vertex 14 Z-coordinate {m}
, !- Vertex 15 X-coordinate {m}
, !- Vertex 15 Y-coordinate {m}
, !- Vertex 15 Z-coordinate {m}
, !- Vertex 16 X-coordinate {m}
, !- Vertex 16 Y-coordinate {m}
, !- Vertex 16 Z-coordinate {m}
, !- Vertex 17 X-coordinate {m}
, !- Vertex 17 Y-coordinate {m}
, !- Vertex 17 Z-coordinate {m}
, !- Vertex 18 X-coordinate {m}
, !- Vertex 18 Y-coordinate {m}
, !- Vertex 18 Z-coordinate {m}
, !- Vertex 19 X-coordinate {m}
, !- Vertex 19 Y-coordinate {m}
, !- Vertex 19 Z-coordinate {m}
, !- Vertex 20 X-coordinate {m}
, !- Vertex 20 Y-coordinate {m}
; !- Vertex 20 Z-coordinate {m}
BuildingSurface:Detailed,
L1-101-SalesRefrigerationAisle6_Srf_3, !- Name
Wall, !- Surface Type
Hole, !- Construction Name
L1-101-SalesRefrigerationAisle6 Thermal Zone, !- Zone Name
Surface, !- Outside Boundary Condition
L1-101-SalesAisle10_Srf_10, !- Outside Boundary Condition Object
NoSun, !- Sun Exposure
NoWind, !- Wind Exposure
, !- View Factor to Ground
4, !- Number of Vertices
66.272, !- Vertex 1 X-coordinate {m}
50.269, !- Vertex 1 Y-coordinate {m}
2.134, !- Vertex 1 Z-coordinate {m}
66.272, !- Vertex 2 X-coordinate {m}
50.269, !- Vertex 2 Y-coordinate {m}
0, !- Vertex 2 Z-coordinate {m}
66.272, !- Vertex 3 X-coordinate {m}
52.767, !- Vertex 3 Y-coordinate {m}
0, !- Vertex 3 Z-coordinate {m}
66.272, !- Vertex 4 X-coordinate {m}
52.767, !- Vertex 4 Y-coordinate {m}
2.134, !- Vertex 4 Z-coordinate {m}
, !- Vertex 5 X-coordinate {m}
, !- Vertex 5 Y-coordinate {m}
, !- Vertex 5 Z-coordinate {m}
, !- Vertex 6 X-coordinate {m}
, !- Vertex 6 Y-coordinate {m}
, !- Vertex 6 Z-coordinate {m}
, !- Vertex 7 X-coordinate {m}
, !- Vertex 7 Y-coordinate {m}
, !- Vertex 7 Z-coordinate {m}
, !- Vertex 8 X-coordinate {m}
, !- Vertex 8 Y-coordinate {m}
, !- Vertex 8 Z-coordinate {m}
, !- Vertex 9 X-coordinate {m}
, !- Vertex 9 Y-coordinate {m}
, !- Vertex 9 Z-coordinate {m}
, !- Vertex 10 X-coordinate {m}
, !- Vertex 10 Y-coordinate {m}
, !- Vertex 10 Z-coordinate {m}
, !- Vertex 11 X-coordinate {m}
, !- Vertex 11 Y-coordinate {m}
, !- Vertex 11 Z-coordinate {m}
, !- Vertex 12 X-coordinate {m}
, !- Vertex 12 Y-coordinate {m}
, !- Vertex 12 Z-coordinate {m}
, !- Vertex 13 X-coordinate {m}
, !- Vertex 13 Y-coordinate {m}
, !- Vertex 13 Z-coordinate {m}
, !- Vertex 14 X-coordinate {m}
, !- Vertex 14 Y-coordinate {m}
, !- Vertex 14 Z-coordinate {m}
, !- Vertex 15 X-coordinate {m}
, !- Vertex 15 Y-coordinate {m}
, !- Vertex 15 Z-coordinate {m}
, !- Vertex 16 X-coordinate {m}
, !- Vertex 16 Y-coordinate {m}
, !- Vertex 16 Z-coordinate {m}
, !- Vertex 17 X-coordinate {m}
, !- Vertex 17 Y-coordinate {m}
, !- Vertex 17 Z-coordinate {m}
, !- Vertex 18 X-coordinate {m}
, !- Vertex 18 Y-coordinate {m}
, !- Vertex 18 Z-coordinate {m}
, !- Vertex 19 X-coordinate {m}
, !- Vertex 19 Y-coordinate {m}
, !- Vertex 19 Z-coordinate {m}
, !- Vertex 20 X-coordinate {m}
, !- Vertex 20 Y-coordinate {m}
; !- Vertex 20 Z-coordinate {m}
BuildingSurface:Detailed,
L1-101-SalesRefrigerationAisle6_Srf_4, !- Name
Wall, !- Surface Type
Hole, !- Construction Name
L1-101-SalesRefrigerationAisle6 Thermal Zone, !- Zone Name
Surface, !- Outside Boundary Condition
L1-101-SalesRefrigerationEndcap2_Srf_1, !- Outside Boundary Condition Object
NoSun, !- Sun Exposure
NoWind, !- Wind Exposure
, !- View Factor to Ground
4, !- Number of Vertices
66.272, !- Vertex 1 X-coordinate {m}
52.767, !- Vertex 1 Y-coordinate {m}
2.134, !- Vertex 1 Z-coordinate {m}
66.272, !- Vertex 2 X-coordinate {m}
52.767, !- Vertex 2 Y-coordinate {m}
0, !- Vertex 2 Z-coordinate {m}
65.072, !- Vertex 3 X-coordinate {m}
52.767, !- Vertex 3 Y-coordinate {m}
0, !- Vertex 3 Z-coordinate {m}
65.072, !- Vertex 4 X-coordinate {m}
52.767, !- Vertex 4 Y-coordinate {m}
2.134, !- Vertex 4 Z-coordinate {m}
, !- Vertex 5 X-coordinate {m}
, !- Vertex 5 Y-coordinate {m}
, !- Vertex 5 Z-coordinate {m}
, !- Vertex 6 X-coordinate {m}
, !- Vertex 6 Y-coordinate {m}
, !- Vertex 6 Z-coordinate {m}
, !- Vertex 7 X-coordinate {m}
, !- Vertex 7 Y-coordinate {m}
, !- Vertex 7 Z-coordinate {m}
, !- Vertex 8 X-coordinate {m}
, !- Vertex 8 Y-coordinate {m}
, !- Vertex 8 Z-coordinate {m}
, !- Vertex 9 X-coordinate {m}
, !- Vertex 9 Y-coordinate {m}
, !- Vertex 9 Z-coordinate {m}
, !- Vertex 10 X-coordinate {m}
, !- Vertex 10 Y-coordinate {m}
, !- Vertex 10 Z-coordinate {m}
, !- Vertex 11 X-coordinate {m}
, !- Vertex 11 Y-coordinate {m}
, !- Vertex 11 Z-coordinate {m}
, !- Vertex 12 X-coordinate {m}
, !- Vertex 12 Y-coordinate {m}
, !- Vertex 12 Z-coordinate {m}
, !- Vertex 13 X-coordinate {m}
, !- Vertex 13 Y-coordinate {m}
, !- Vertex 13 Z-coordinate {m}
, !- Vertex 14 X-coordinate {m}
, !- Vertex 14 Y-coordinate {m}
, !- Vertex 14 Z-coordinate {m}
, !- Vertex 15 X-coordinate {m}
, !- Vertex 15 Y-coordinate {m}
, !- Vertex 15 Z-coordinate {m}
, !- Vertex 16 X-coordinate {m}
, !- Vertex 16 Y-coordinate {m}
, !- Vertex 16 Z-coordinate {m}
, !- Vertex 17 X-coordinate {m}
, !- Vertex 17 Y-coordinate {m}
, !- Vertex 17 Z-coordinate {m}
, !- Vertex 18 X-coordinate {m}
, !- Vertex 18 Y-coordinate {m}
, !- Vertex 18 Z-coordinate {m}
, !- Vertex 19 X-coordinate {m}
, !- Vertex 19 Y-coordinate {m}
, !- Vertex 19 Z-coordinate {m}
, !- Vertex 20 X-coordinate {m}
, !- Vertex 20 Y-coordinate {m}
; !- Vertex 20 Z-coordinate {m}
BuildingSurface:Detailed,
L1-101-SalesRefrigerationAisle6_Srf_5, !- Name
Wall, !- Surface Type
Hole, !- Construction Name
L1-101-SalesRefrigerationAisle6 Thermal Zone, !- Zone Name
Surface, !- Outside Boundary Condition
L1-101-SalesCirculation4_Srf_15, !- Outside Boundary Condition Object
NoSun, !- Sun Exposure
NoWind, !- Wind Exposure
, !- View Factor to Ground
4, !- Number of Vertices
65.072, !- Vertex 1 X-coordinate {m}
52.767, !- Vertex 1 Y-coordinate {m}
2.134, !- Vertex 1 Z-coordinate {m}
65.072, !- Vertex 2 X-coordinate {m}
52.767, !- Vertex 2 Y-coordinate {m}
0, !- Vertex 2 Z-coordinate {m}
63.856, !- Vertex 3 X-coordinate {m}
52.767, !- Vertex 3 Y-coordinate {m}
0, !- Vertex 3 Z-coordinate {m}
63.856, !- Vertex 4 X-coordinate {m}
52.767, !- Vertex 4 Y-coordinate {m}
2.134, !- Vertex 4 Z-coordinate {m}
, !- Vertex 5 X-coordinate {m}
, !- Vertex 5 Y-coordinate {m}
, !- Vertex 5 Z-coordinate {m}
, !- Vertex 6 X-coordinate {m}
, !- Vertex 6 Y-coordinate {m}
, !- Vertex 6 Z-coordinate {m}
, !- Vertex 7 X-coordinate {m}
, !- Vertex 7 Y-coordinate {m}
, !- Vertex 7 Z-coordinate {m}
, !- Vertex 8 X-coordinate {m}
, !- Vertex 8 Y-coordinate {m}
, !- Vertex 8 Z-coordinate {m}
, !- Vertex 9 X-coordinate {m}
, !- Vertex 9 Y-coordinate {m}
, !- Vertex 9 Z-coordinate {m}
, !- Vertex 10 X-coordinate {m}
, !- Vertex 10 Y-coordinate {m}
, !- Vertex 10 Z-coordinate {m}
, !- Vertex 11 X-coordinate {m}
, !- Vertex 11 Y-coordinate {m}
, !- Vertex 11 Z-coordinate {m}
, !- Vertex 12 X-coordinate {m}
, !- Vertex 12 Y-coordinate {m}
, !- Vertex 12 Z-coordinate {m}
, !- Vertex 13 X-coordinate {m}
, !- Vertex 13 Y-coordinate {m}
, !- Vertex 13 Z-coordinate {m}
, !- Vertex 14 X-coordinate {m}
, !- Vertex 14 Y-coordinate {m}
, !- Vertex 14 Z-coordinate {m}
, !- Vertex 15 X-coordinate {m}
, !- Vertex 15 Y-coordinate {m}
, !- Vertex 15 Z-coordinate {m}
, !- Vertex 16 X-coordinate {m}
, !- Vertex 16 Y-coordinate {m}
, !- Vertex 16 Z-coordinate {m}
, !- Vertex 17 X-coordinate {m}
, !- Vertex 17 Y-coordinate {m}
, !- Vertex 17 Z-coordinate {m}
, !- Vertex 18 X-coordinate {m}
, !- Vertex 18 Y-coordinate {m}
, !- Vertex 18 Z-coordinate {m}
, !- Vertex 19 X-coordinate {m}
, !- Vertex 19 Y-coordinate {m}
, !- Vertex 19 Z-coordinate {m}
, !- Vertex 20 X-coordinate {m}
, !- Vertex 20 Y-coordinate {m}
; !- Vertex 20 Z-coordinate {m}
BuildingSurface:Detailed,
L1-101-SalesRefrigerationAisle6_Srf_6, !- Name
Roof, !- Surface Type
Roof_BOH, !- Construction Name
L1-101-SalesRefrigerationAisle6 Thermal Zone, !- Zone Name
Outdoors, !- Outside Boundary Condition
, !- Outside Boundary Condition Object
SunExposed, !- Sun Exposure
WindExposed, !- Wind Exposure
, !- View Factor to Ground
4, !- Number of Vertices
63.856, !- Vertex 1 X-coordinate {m}
52.767, !- Vertex 1 Y-coordinate {m}
2.134, !- Vertex 1 Z-coordinate {m}
63.856, !- Vertex 2 X-coordinate {m}
50.269, !- Vertex 2 Y-coordinate {m}
2.134, !- Vertex 2 Z-coordinate {m}
66.272, !- Vertex 3 X-coordinate {m}
50.269, !- Vertex 3 Y-coordinate {m}
2.134, !- Vertex 3 Z-coordinate {m}
66.272, !- Vertex 4 X-coordinate {m}
52.767, !- Vertex 4 Y-coordinate {m}
2.134, !- Vertex 4 Z-coordinate {m}
, !- Vertex 5 X-coordinate {m}
, !- Vertex 5 Y-coordinate {m}
, !- Vertex 5 Z-coordinate {m}
, !- Vertex 6 X-coordinate {m}
, !- Vertex 6 Y-coordinate {m}
, !- Vertex 6 Z-coordinate {m}
, !- Vertex 7 X-coordinate {m}
, !- Vertex 7 Y-coordinate {m}
, !- Vertex 7 Z-coordinate {m}
, !- Vertex 8 X-coordinate {m}
, !- Vertex 8 Y-coordinate {m}
, !- Vertex 8 Z-coordinate {m}
, !- Vertex 9 X-coordinate {m}
, !- Vertex 9 Y-coordinate {m}
, !- Vertex 9 Z-coordinate {m}
, !- Vertex 10 X-coordinate {m}
, !- Vertex 10 Y-coordinate {m}
, !- Vertex 10 Z-coordinate {m}
, !- Vertex 11 X-coordinate {m}
, !- Vertex 11 Y-coordinate {m}
, !- Vertex 11 Z-coordinate {m}
, !- Vertex 12 X-coordinate {m}
, !- Vertex 12 Y-coordinate {m}
, !- Vertex 12 Z-coordinate {m}
, !- Vertex 13 X-coordinate {m}
, !- Vertex 13 Y-coordinate {m}
, !- Vertex 13 Z-coordinate {m}
, !- Vertex 14 X-coordinate {m}
, !- Vertex 14 Y-coordinate {m}
, !- Vertex 14 Z-coordinate {m}
, !- Vertex 15 X-coordinate {m}
, !- Vertex 15 Y-coordinate {m}
, !- Vertex 15 Z-coordinate {m}
, !- Vertex 16 X-coordinate {m}
, !- Vertex 16 Y-coordinate {m}
, !- Vertex 16 Z-coordinate {m}
, !- Vertex 17 X-coordinate {m}
, !- Vertex 17 Y-coordinate {m}
, !- Vertex 17 Z-coordinate {m}
, !- Vertex 18 X-coordinate {m}
, !- Vertex 18 Y-coordinate {m}
, !- Vertex 18 Z-coordinate {m}
, !- Vertex 19 X-coordinate {m}
, !- Vertex 19 Y-coordinate {m}
, !- Vertex 19 Z-coordinate {m}
, !- Vertex 20 X-coordinate {m}
, !- Vertex 20 Y-coordinate {m}
; !- Vertex 20 Z-coordinate {m}
BuildingSurface:Detailed,
L1-101-SalesRefrigerationAisle7_Srf_0, !- Name
Floor, !- Surface Type
Hole, !- Construction Name
L1-101-SalesRefrigerationAisle7 Thermal Zone, !- Zone Name
ground, !- Outside Boundary Condition
, !- Outside Boundary Condition Object
NoSun, !- Sun Exposure
NoWind, !- Wind Exposure
, !- View Factor to Ground
4, !- Number of Vertices
66.272, !- Vertex 1 X-coordinate {m}
50.269, !- Vertex 1 Y-coordinate {m}
0, !- Vertex 1 Z-coordinate {m}
66.272, !- Vertex 2 X-coordinate {m}
46.329, !- Vertex 2 Y-coordinate {m}
0, !- Vertex 2 Z-coordinate {m}
63.856, !- Vertex 3 X-coordinate {m}
46.329, !- Vertex 3 Y-coordinate {m}
0, !- Vertex 3 Z-coordinate {m}
63.856, !- Vertex 4 X-coordinate {m}
50.269, !- Vertex 4 Y-coordinate {m}
0, !- Vertex 4 Z-coordinate {m}
, !- Vertex 5 X-coordinate {m}
, !- Vertex 5 Y-coordinate {m}
, !- Vertex 5 Z-coordinate {m}
, !- Vertex 6 X-coordinate {m}
, !- Vertex 6 Y-coordinate {m}
, !- Vertex 6 Z-coordinate {m}
, !- Vertex 7 X-coordinate {m}
, !- Vertex 7 Y-coordinate {m}
, !- Vertex 7 Z-coordinate {m}
, !- Vertex 8 X-coordinate {m}
, !- Vertex 8 Y-coordinate {m}
, !- Vertex 8 Z-coordinate {m}
, !- Vertex 9 X-coordinate {m}
, !- Vertex 9 Y-coordinate {m}
, !- Vertex 9 Z-coordinate {m}
, !- Vertex 10 X-coordinate {m}
, !- Vertex 10 Y-coordinate {m}
, !- Vertex 10 Z-coordinate {m}
, !- Vertex 11 X-coordinate {m}
, !- Vertex 11 Y-coordinate {m}
, !- Vertex 11 Z-coordinate {m}
, !- Vertex 12 X-coordinate {m}
, !- Vertex 12 Y-coordinate {m}
, !- Vertex 12 Z-coordinate {m}
, !- Vertex 13 X-coordinate {m}
, !- Vertex 13 Y-coordinate {m}
, !- Vertex 13 Z-coordinate {m}
, !- Vertex 14 X-coordinate {m}
, !- Vertex 14 Y-coordinate {m}
, !- Vertex 14 Z-coordinate {m}
, !- Vertex 15 X-coordinate {m}
, !- Vertex 15 Y-coordinate {m}
, !- Vertex 15 Z-coordinate {m}
, !- Vertex 16 X-coordinate {m}
, !- Vertex 16 Y-coordinate {m}
, !- Vertex 16 Z-coordinate {m}
, !- Vertex 17 X-coordinate {m}
, !- Vertex 17 Y-coordinate {m}
, !- Vertex 17 Z-coordinate {m}
, !- Vertex 18 X-coordinate {m}
, !- Vertex 18 Y-coordinate {m}
, !- Vertex 18 Z-coordinate {m}
, !- Vertex 19 X-coordinate {m}
, !- Vertex 19 Y-coordinate {m}
, !- Vertex 19 Z-coordinate {m}
, !- Vertex 20 X-coordinate {m}
, !- Vertex 20 Y-coordinate {m}
; !- Vertex 20 Z-coordinate {m}
BuildingSurface:Detailed,
L1-101-SalesRefrigerationAisle7_Srf_1, !- Name
Wall, !- Surface Type
Hole, !- Construction Name
L1-101-SalesRefrigerationAisle7 Thermal Zone, !- Zone Name
Surface, !- Outside Boundary Condition
L1-101-SalesRefrigerationAisle4_Srf_1, !- Outside Boundary Condition Object
NoSun, !- Sun Exposure
NoWind, !- Wind Exposure
, !- View Factor to Ground
4, !- Number of Vertices
63.856, !- Vertex 1 X-coordinate {m}
49.002, !- Vertex 1 Y-coordinate {m}
2.134, !- Vertex 1 Z-coordinate {m}
63.856, !- Vertex 2 X-coordinate {m}
49.002, !- Vertex 2 Y-coordinate {m}
0, !- Vertex 2 Z-coordinate {m}
63.856, !- Vertex 3 X-coordinate {m}
46.329, !- Vertex 3 Y-coordinate {m}
0, !- Vertex 3 Z-coordinate {m}
63.856, !- Vertex 4 X-coordinate {m}
46.329, !- Vertex 4 Y-coordinate {m}
2.134, !- Vertex 4 Z-coordinate {m}
, !- Vertex 5 X-coordinate {m}
, !- Vertex 5 Y-coordinate {m}
, !- Vertex 5 Z-coordinate {m}
, !- Vertex 6 X-coordinate {m}
, !- Vertex 6 Y-coordinate {m}
, !- Vertex 6 Z-coordinate {m}
, !- Vertex 7 X-coordinate {m}
, !- Vertex 7 Y-coordinate {m}
, !- Vertex 7 Z-coordinate {m}
, !- Vertex 8 X-coordinate {m}
, !- Vertex 8 Y-coordinate {m}
, !- Vertex 8 Z-coordinate {m}
, !- Vertex 9 X-coordinate {m}
, !- Vertex 9 Y-coordinate {m}
, !- Vertex 9 Z-coordinate {m}
, !- Vertex 10 X-coordinate {m}
, !- Vertex 10 Y-coordinate {m}
, !- Vertex 10 Z-coordinate {m}
, !- Vertex 11 X-coordinate {m}
, !- Vertex 11 Y-coordinate {m}
, !- Vertex 11 Z-coordinate {m}
, !- Vertex 12 X-coordinate {m}
, !- Vertex 12 Y-coordinate {m}
, !- Vertex 12 Z-coordinate {m}
, !- Vertex 13 X-coordinate {m}
, !- Vertex 13 Y-coordinate {m}
, !- Vertex 13 Z-coordinate {m}
, !- Vertex 14 X-coordinate {m}
, !- Vertex 14 Y-coordinate {m}
, !- Vertex 14 Z-coordinate {m}
, !- Vertex 15 X-coordinate {m}
, !- Vertex 15 Y-coordinate {m}
, !- Vertex 15 Z-coordinate {m}
, !- Vertex 16 X-coordinate {m}
, !- Vertex 16 Y-coordinate {m}
, !- Vertex 16 Z-coordinate {m}
, !- Vertex 17 X-coordinate {m}
, !- Vertex 17 Y-coordinate {m}
, !- Vertex 17 Z-coordinate {m}
, !- Vertex 18 X-coordinate {m}
, !- Vertex 18 Y-coordinate {m}
, !- Vertex 18 Z-coordinate {m}
, !- Vertex 19 X-coordinate {m}
, !- Vertex 19 Y-coordinate {m}
, !- Vertex 19 Z-coordinate {m}
, !- Vertex 20 X-coordinate {m}
, !- Vertex 20 Y-coordinate {m}
; !- Vertex 20 Z-coordinate {m}
BuildingSurface:Detailed,
L1-101-SalesRefrigerationAisle7_Srf_2, !- Name
Wall, !- Surface Type
Hole, !- Construction Name
L1-101-SalesRefrigerationAisle7 Thermal Zone, !- Zone Name
Surface, !- Outside Boundary Condition
L1-101-SalesAisle9_Srf_5,!- Outside Boundary Condition Object
NoSun, !- Sun Exposure
NoWind, !- Wind Exposure
, !- View Factor to Ground
4, !- Number of Vertices
63.856, !- Vertex 1 X-coordinate {m}
46.329, !- Vertex 1 Y-coordinate {m}
2.134, !- Vertex 1 Z-coordinate {m}
63.856, !- Vertex 2 X-coordinate {m}
46.329, !- Vertex 2 Y-coordinate {m}
0, !- Vertex 2 Z-coordinate {m}
66.272, !- Vertex 3 X-coordinate {m}
46.329, !- Vertex 3 Y-coordinate {m}
0, !- Vertex 3 Z-coordinate {m}
66.272, !- Vertex 4 X-coordinate {m}
46.329, !- Vertex 4 Y-coordinate {m}
2.134, !- Vertex 4 Z-coordinate {m}
, !- Vertex 5 X-coordinate {m}
, !- Vertex 5 Y-coordinate {m}
, !- Vertex 5 Z-coordinate {m}
, !- Vertex 6 X-coordinate {m}
, !- Vertex 6 Y-coordinate {m}
, !- Vertex 6 Z-coordinate {m}
, !- Vertex 7 X-coordinate {m}
, !- Vertex 7 Y-coordinate {m}
, !- Vertex 7 Z-coordinate {m}
, !- Vertex 8 X-coordinate {m}
, !- Vertex 8 Y-coordinate {m}
, !- Vertex 8 Z-coordinate {m}
, !- Vertex 9 X-coordinate {m}
, !- Vertex 9 Y-coordinate {m}
, !- Vertex 9 Z-coordinate {m}
, !- Vertex 10 X-coordinate {m}
, !- Vertex 10 Y-coordinate {m}
, !- Vertex 10 Z-coordinate {m}
, !- Vertex 11 X-coordinate {m}
, !- Vertex 11 Y-coordinate {m}
, !- Vertex 11 Z-coordinate {m}
, !- Vertex 12 X-coordinate {m}
, !- Vertex 12 Y-coordinate {m}
, !- Vertex 12 Z-coordinate {m}
, !- Vertex 13 X-coordinate {m}
, !- Vertex 13 Y-coordinate {m}
, !- Vertex 13 Z-coordinate {m}
, !- Vertex 14 X-coordinate {m}
, !- Vertex 14 Y-coordinate {m}
, !- Vertex 14 Z-coordinate {m}
, !- Vertex 15 X-coordinate {m}
, !- Vertex 15 Y-coordinate {m}
, !- Vertex 15 Z-coordinate {m}
, !- Vertex 16 X-coordinate {m}
, !- Vertex 16 Y-coordinate {m}
, !- Vertex 16 Z-coordinate {m}
, !- Vertex 17 X-coordinate {m}
, !- Vertex 17 Y-coordinate {m}
, !- Vertex 17 Z-coordinate {m}
, !- Vertex 18 X-coordinate {m}
, !- Vertex 18 Y-coordinate {m}
, !- Vertex 18 Z-coordinate {m}
, !- Vertex 19 X-coordinate {m}
, !- Vertex 19 Y-coordinate {m}
, !- Vertex 19 Z-coordinate {m}
, !- Vertex 20 X-coordinate {m}
, !- Vertex 20 Y-coordinate {m}
; !- Vertex 20 Z-coordinate {m}
BuildingSurface:Detailed,
L1-101-SalesRefrigerationAisle7_Srf_3, !- Name
Wall, !- Surface Type
Hole, !- Construction Name
L1-101-SalesRefrigerationAisle7 Thermal Zone, !- Zone Name
Surface, !- Outside Boundary Condition
L1-101-SalesAisle10_Srf_1, !- Outside Boundary Condition Object
NoSun, !- Sun Exposure
NoWind, !- Wind Exposure
, !- View Factor to Ground
4, !- Number of Vertices
66.272, !- Vertex 1 X-coordinate {m}
46.329, !- Vertex 1 Y-coordinate {m}
2.134, !- Vertex 1 Z-coordinate {m}
66.272, !- Vertex 2 X-coordinate {m}
46.329, !- Vertex 2 Y-coordinate {m}
0, !- Vertex 2 Z-coordinate {m}
66.272, !- Vertex 3 X-coordinate {m}
50.269, !- Vertex 3 Y-coordinate {m}
0, !- Vertex 3 Z-coordinate {m}
66.272, !- Vertex 4 X-coordinate {m}
50.269, !- Vertex 4 Y-coordinate {m}
2.134, !- Vertex 4 Z-coordinate {m}
, !- Vertex 5 X-coordinate {m}
, !- Vertex 5 Y-coordinate {m}
, !- Vertex 5 Z-coordinate {m}
, !- Vertex 6 X-coordinate {m}
, !- Vertex 6 Y-coordinate {m}
, !- Vertex 6 Z-coordinate {m}
, !- Vertex 7 X-coordinate {m}
, !- Vertex 7 Y-coordinate {m}
, !- Vertex 7 Z-coordinate {m}
, !- Vertex 8 X-coordinate {m}
, !- Vertex 8 Y-coordinate {m}
, !- Vertex 8 Z-coordinate {m}
, !- Vertex 9 X-coordinate {m}
, !- Vertex 9 Y-coordinate {m}
, !- Vertex 9 Z-coordinate {m}
, !- Vertex 10 X-coordinate {m}
, !- Vertex 10 Y-coordinate {m}
, !- Vertex 10 Z-coordinate {m}
, !- Vertex 11 X-coordinate {m}
, !- Vertex 11 Y-coordinate {m}
, !- Vertex 11 Z-coordinate {m}
, !- Vertex 12 X-coordinate {m}
, !- Vertex 12 Y-coordinate {m}
, !- Vertex 12 Z-coordinate {m}
, !- Vertex 13 X-coordinate {m}
, !- Vertex 13 Y-coordinate {m}
, !- Vertex 13 Z-coordinate {m}
, !- Vertex 14 X-coordinate {m}
, !- Vertex 14 Y-coordinate {m}
, !- Vertex 14 Z-coordinate {m}
, !- Vertex 15 X-coordinate {m}
, !- Vertex 15 Y-coordinate {m}
, !- Vertex 15 Z-coordinate {m}
, !- Vertex 16 X-coordinate {m}
, !- Vertex 16 Y-coordinate {m}
, !- Vertex 16 Z-coordinate {m}
, !- Vertex 17 X-coordinate {m}
, !- Vertex 17 Y-coordinate {m}
, !- Vertex 17 Z-coordinate {m}
, !- Vertex 18 X-coordinate {m}
, !- Vertex 18 Y-coordinate {m}
, !- Vertex 18 Z-coordinate {m}
, !- Vertex 19 X-coordinate {m}
, !- Vertex 19 Y-coordinate {m}
, !- Vertex 19 Z-coordinate {m}
, !- Vertex 20 X-coordinate {m}
, !- Vertex 20 Y-coordinate {m}
; !- Vertex 20 Z-coordinate {m}
BuildingSurface:Detailed,
L1-101-SalesRefrigerationAisle7_Srf_4, !- Name
Wall, !- Surface Type
Hole, !- Construction Name
L1-101-SalesRefrigerationAisle7 Thermal Zone, !- Zone Name
Surface, !- Outside Boundary Condition
L1-101-SalesRefrigerationAisle6_Srf_2, !- Outside Boundary Condition Object
NoSun, !- Sun Exposure
NoWind, !- Wind Exposure
, !- View Factor to Ground
4, !- Number of Vertices
66.272, !- Vertex 1 X-coordinate {m}
50.269, !- Vertex 1 Y-coordinate {m}
2.134, !- Vertex 1 Z-coordinate {m}
66.272, !- Vertex 2 X-coordinate {m}
50.269, !- Vertex 2 Y-coordinate {m}
0, !- Vertex 2 Z-coordinate {m}
63.856, !- Vertex 3 X-coordinate {m}
50.269, !- Vertex 3 Y-coordinate {m}
0, !- Vertex 3 Z-coordinate {m}
63.856, !- Vertex 4 X-coordinate {m}
50.269, !- Vertex 4 Y-coordinate {m}
2.134, !- Vertex 4 Z-coordinate {m}
, !- Vertex 5 X-coordinate {m}
, !- Vertex 5 Y-coordinate {m}
, !- Vertex 5 Z-coordinate {m}
, !- Vertex 6 X-coordinate {m}
, !- Vertex 6 Y-coordinate {m}
, !- Vertex 6 Z-coordinate {m}
, !- Vertex 7 X-coordinate {m}
, !- Vertex 7 Y-coordinate {m}
, !- Vertex 7 Z-coordinate {m}
, !- Vertex 8 X-coordinate {m}
, !- Vertex 8 Y-coordinate {m}
, !- Vertex 8 Z-coordinate {m}
, !- Vertex 9 X-coordinate {m}
, !- Vertex 9 Y-coordinate {m}
, !- Vertex 9 Z-coordinate {m}
, !- Vertex 10 X-coordinate {m}
, !- Vertex 10 Y-coordinate {m}
, !- Vertex 10 Z-coordinate {m}
, !- Vertex 11 X-coordinate {m}
, !- Vertex 11 Y-coordinate {m}
, !- Vertex 11 Z-coordinate {m}
, !- Vertex 12 X-coordinate {m}
, !- Vertex 12 Y-coordinate {m}
, !- Vertex 12 Z-coordinate {m}
, !- Vertex 13 X-coordinate {m}
, !- Vertex 13 Y-coordinate {m}
, !- Vertex 13 Z-coordinate {m}
, !- Vertex 14 X-coordinate {m}
, !- Vertex 14 Y-coordinate {m}
, !- Vertex 14 Z-coordinate {m}
, !- Vertex 15 X-coordinate {m}
, !- Vertex 15 Y-coordinate {m}
, !- Vertex 15 Z-coordinate {m}
, !- Vertex 16 X-coordinate {m}
, !- Vertex 16 Y-coordinate {m}
, !- Vertex 16 Z-coordinate {m}
, !- Vertex 17 X-coordinate {m}
, !- Vertex 17 Y-coordinate {m}
, !- Vertex 17 Z-coordinate {m}
, !- Vertex 18 X-coordinate {m}
, !- Vertex 18 Y-coordinate {m}
, !- Vertex 18 Z-coordinate {m}
, !- Vertex 19 X-coordinate {m}
, !- Vertex 19 Y-coordinate {m}
, !- Vertex 19 Z-coordinate {m}
, !- Vertex 20 X-coordinate {m}
, !- Vertex 20 Y-coordinate {m}
; !- Vertex 20 Z-coordinate {m}
BuildingSurface:Detailed,
L1-101-SalesRefrigerationAisle7_Srf_5, !- Name
Wall, !- Surface Type
Hole, !- Construction Name
L1-101-SalesRefrigerationAisle7 Thermal Zone, !- Zone Name
Surface, !- Outside Boundary Condition
L1-101-SalesRefrigerationAisle5_Srf_4, !- Outside Boundary Condition Object
NoSun, !- Sun Exposure
NoWind, !- Wind Exposure
, !- View Factor to Ground
4, !- Number of Vertices
63.856, !- Vertex 1 X-coordinate {m}
50.269, !- Vertex 1 Y-coordinate {m}
2.134, !- Vertex 1 Z-coordinate {m}
63.856, !- Vertex 2 X-coordinate {m}
50.269, !- Vertex 2 Y-coordinate {m}
0, !- Vertex 2 Z-coordinate {m}
63.856, !- Vertex 3 X-coordinate {m}
49.002, !- Vertex 3 Y-coordinate {m}
0, !- Vertex 3 Z-coordinate {m}
63.856, !- Vertex 4 X-coordinate {m}
49.002, !- Vertex 4 Y-coordinate {m}
2.134, !- Vertex 4 Z-coordinate {m}
, !- Vertex 5 X-coordinate {m}
, !- Vertex 5 Y-coordinate {m}
, !- Vertex 5 Z-coordinate {m}
, !- Vertex 6 X-coordinate {m}
, !- Vertex 6 Y-coordinate {m}
, !- Vertex 6 Z-coordinate {m}
, !- Vertex 7 X-coordinate {m}
, !- Vertex 7 Y-coordinate {m}
, !- Vertex 7 Z-coordinate {m}
, !- Vertex 8 X-coordinate {m}
, !- Vertex 8 Y-coordinate {m}
, !- Vertex 8 Z-coordinate {m}
, !- Vertex 9 X-coordinate {m}
, !- Vertex 9 Y-coordinate {m}
, !- Vertex 9 Z-coordinate {m}
, !- Vertex 10 X-coordinate {m}
, !- Vertex 10 Y-coordinate {m}
, !- Vertex 10 Z-coordinate {m}
, !- Vertex 11 X-coordinate {m}
, !- Vertex 11 Y-coordinate {m}
, !- Vertex 11 Z-coordinate {m}
, !- Vertex 12 X-coordinate {m}
, !- Vertex 12 Y-coordinate {m}
, !- Vertex 12 Z-coordinate {m}
, !- Vertex 13 X-coordinate {m}
, !- Vertex 13 Y-coordinate {m}
, !- Vertex 13 Z-coordinate {m}
, !- Vertex 14 X-coordinate {m}
, !- Vertex 14 Y-coordinate {m}
, !- Vertex 14 Z-coordinate {m}
, !- Vertex 15 X-coordinate {m}
, !- Vertex 15 Y-coordinate {m}
, !- Vertex 15 Z-coordinate {m}
, !- Vertex 16 X-coordinate {m}
, !- Vertex 16 Y-coordinate {m}
, !- Vertex 16 Z-coordinate {m}
, !- Vertex 17 X-coordinate {m}
, !- Vertex 17 Y-coordinate {m}
, !- Vertex 17 Z-coordinate {m}
, !- Vertex 18 X-coordinate {m}
, !- Vertex 18 Y-coordinate {m}
, !- Vertex 18 Z-coordinate {m}
, !- Vertex 19 X-coordinate {m}
, !- Vertex 19 Y-coordinate {m}
, !- Vertex 19 Z-coordinate {m}
, !- Vertex 20 X-coordinate {m}
, !- Vertex 20 Y-coordinate {m}
; !- Vertex 20 Z-coordinate {m}
BuildingSurface:Detailed,
L1-101-SalesRefrigerationAisle7_Srf_6, !- Name
Roof, !- Surface Type
Roof_BOH, !- Construction Name
L1-101-SalesRefrigerationAisle7 Thermal Zone, !- Zone Name
Outdoors, !- Outside Boundary Condition
, !- Outside Boundary Condition Object
SunExposed, !- Sun Exposure
WindExposed, !- Wind Exposure
, !- View Factor to Ground
4, !- Number of Vertices
63.856, !- Vertex 1 X-coordinate {m}
50.269, !- Vertex 1 Y-coordinate {m}
2.134, !- Vertex 1 Z-coordinate {m}
63.856, !- Vertex 2 X-coordinate {m}
46.329, !- Vertex 2 Y-coordinate {m}
2.134, !- Vertex 2 Z-coordinate {m}
66.272, !- Vertex 3 X-coordinate {m}
46.329, !- Vertex 3 Y-coordinate {m}
2.134, !- Vertex 3 Z-coordinate {m}
66.272, !- Vertex 4 X-coordinate {m}
50.269, !- Vertex 4 Y-coordinate {m}
2.134, !- Vertex 4 Z-coordinate {m}
, !- Vertex 5 X-coordinate {m}
, !- Vertex 5 Y-coordinate {m}
, !- Vertex 5 Z-coordinate {m}
, !- Vertex 6 X-coordinate {m}
, !- Vertex 6 Y-coordinate {m}
, !- Vertex 6 Z-coordinate {m}
, !- Vertex 7 X-coordinate {m}
, !- Vertex 7 Y-coordinate {m}
, !- Vertex 7 Z-coordinate {m}
, !- Vertex 8 X-coordinate {m}
, !- Vertex 8 Y-coordinate {m}
, !- Vertex 8 Z-coordinate {m}
, !- Vertex 9 X-coordinate {m}
, !- Vertex 9 Y-coordinate {m}
, !- Vertex 9 Z-coordinate {m}
, !- Vertex 10 X-coordinate {m}
, !- Vertex 10 Y-coordinate {m}
, !- Vertex 10 Z-coordinate {m}
, !- Vertex 11 X-coordinate {m}
, !- Vertex 11 Y-coordinate {m}
, !- Vertex 11 Z-coordinate {m}
, !- Vertex 12 X-coordinate {m}
, !- Vertex 12 Y-coordinate {m}
, !- Vertex 12 Z-coordinate {m}
, !- Vertex 13 X-coordinate {m}
, !- Vertex 13 Y-coordinate {m}
, !- Vertex 13 Z-coordinate {m}
, !- Vertex 14 X-coordinate {m}
, !- Vertex 14 Y-coordinate {m}
, !- Vertex 14 Z-coordinate {m}
, !- Vertex 15 X-coordinate {m}
, !- Vertex 15 Y-coordinate {m}
, !- Vertex 15 Z-coordinate {m}
, !- Vertex 16 X-coordinate {m}
, !- Vertex 16 Y-coordinate {m}
, !- Vertex 16 Z-coordinate {m}
, !- Vertex 17 X-coordinate {m}
, !- Vertex 17 Y-coordinate {m}
, !- Vertex 17 Z-coordinate {m}
, !- Vertex 18 X-coordinate {m}
, !- Vertex 18 Y-coordinate {m}
, !- Vertex 18 Z-coordinate {m}
, !- Vertex 19 X-coordinate {m}
, !- Vertex 19 Y-coordinate {m}
, !- Vertex 19 Z-coordinate {m}
, !- Vertex 20 X-coordinate {m}
, !- Vertex 20 Y-coordinate {m}
; !- Vertex 20 Z-coordinate {m}
BuildingSurface:Detailed,
L1-101-SalesRefrigerationEndcap1_Srf_0, !- Name
Floor, !- Surface Type
Hole, !- Construction Name
L1-101-SalesRefrigerationEndcap1 Thermal Zone, !- Zone Name
ground, !- Outside Boundary Condition
, !- Outside Boundary Condition Object
NoSun, !- Sun Exposure
NoWind, !- Wind Exposure
, !- View Factor to Ground
4, !- Number of Vertices
62.454, !- Vertex 1 X-coordinate {m}
55.016, !- Vertex 1 Y-coordinate {m}
0, !- Vertex 1 Z-coordinate {m}
62.454, !- Vertex 2 X-coordinate {m}
53.193, !- Vertex 2 Y-coordinate {m}
0, !- Vertex 2 Z-coordinate {m}
60.575, !- Vertex 3 X-coordinate {m}
53.193, !- Vertex 3 Y-coordinate {m}
0, !- Vertex 3 Z-coordinate {m}
60.575, !- Vertex 4 X-coordinate {m}
55.016, !- Vertex 4 Y-coordinate {m}
0, !- Vertex 4 Z-coordinate {m}
, !- Vertex 5 X-coordinate {m}
, !- Vertex 5 Y-coordinate {m}
, !- Vertex 5 Z-coordinate {m}
, !- Vertex 6 X-coordinate {m}
, !- Vertex 6 Y-coordinate {m}
, !- Vertex 6 Z-coordinate {m}
, !- Vertex 7 X-coordinate {m}
, !- Vertex 7 Y-coordinate {m}
, !- Vertex 7 Z-coordinate {m}
, !- Vertex 8 X-coordinate {m}
, !- Vertex 8 Y-coordinate {m}
, !- Vertex 8 Z-coordinate {m}
, !- Vertex 9 X-coordinate {m}
, !- Vertex 9 Y-coordinate {m}
, !- Vertex 9 Z-coordinate {m}
, !- Vertex 10 X-coordinate {m}
, !- Vertex 10 Y-coordinate {m}
, !- Vertex 10 Z-coordinate {m}
, !- Vertex 11 X-coordinate {m}
, !- Vertex 11 Y-coordinate {m}
, !- Vertex 11 Z-coordinate {m}
, !- Vertex 12 X-coordinate {m}
, !- Vertex 12 Y-coordinate {m}
, !- Vertex 12 Z-coordinate {m}
, !- Vertex 13 X-coordinate {m}
, !- Vertex 13 Y-coordinate {m}
, !- Vertex 13 Z-coordinate {m}
, !- Vertex 14 X-coordinate {m}
, !- Vertex 14 Y-coordinate {m}
, !- Vertex 14 Z-coordinate {m}
, !- Vertex 15 X-coordinate {m}
, !- Vertex 15 Y-coordinate {m}
, !- Vertex 15 Z-coordinate {m}
, !- Vertex 16 X-coordinate {m}
, !- Vertex 16 Y-coordinate {m}
, !- Vertex 16 Z-coordinate {m}
, !- Vertex 17 X-coordinate {m}
, !- Vertex 17 Y-coordinate {m}
, !- Vertex 17 Z-coordinate {m}
, !- Vertex 18 X-coordinate {m}
, !- Vertex 18 Y-coordinate {m}
, !- Vertex 18 Z-coordinate {m}
, !- Vertex 19 X-coordinate {m}
, !- Vertex 19 Y-coordinate {m}
, !- Vertex 19 Z-coordinate {m}
, !- Vertex 20 X-coordinate {m}
, !- Vertex 20 Y-coordinate {m}
; !- Vertex 20 Z-coordinate {m}
BuildingSurface:Detailed,
L1-101-SalesRefrigerationEndcap1_Srf_1, !- Name
Wall, !- Surface Type
Hole, !- Construction Name
L1-101-SalesRefrigerationEndcap1 Thermal Zone, !- Zone Name
Surface, !- Outside Boundary Condition
L1-101-SalesRefrigerationAisle5_Srf_1, !- Outside Boundary Condition Object
NoSun, !- Sun Exposure
NoWind, !- Wind Exposure
, !- View Factor to Ground
4, !- Number of Vertices
61.239, !- Vertex 1 X-coordinate {m}
53.193, !- Vertex 1 Y-coordinate {m}
2.134, !- Vertex 1 Z-coordinate {m}
61.239, !- Vertex 2 X-coordinate {m}
53.193, !- Vertex 2 Y-coordinate {m}
0, !- Vertex 2 Z-coordinate {m}
62.454, !- Vertex 3 X-coordinate {m}
53.193, !- Vertex 3 Y-coordinate {m}
0, !- Vertex 3 Z-coordinate {m}
62.454, !- Vertex 4 X-coordinate {m}
53.193, !- Vertex 4 Y-coordinate {m}
2.134, !- Vertex 4 Z-coordinate {m}
, !- Vertex 5 X-coordinate {m}
, !- Vertex 5 Y-coordinate {m}
, !- Vertex 5 Z-coordinate {m}
, !- Vertex 6 X-coordinate {m}
, !- Vertex 6 Y-coordinate {m}
, !- Vertex 6 Z-coordinate {m}
, !- Vertex 7 X-coordinate {m}
, !- Vertex 7 Y-coordinate {m}
, !- Vertex 7 Z-coordinate {m}
, !- Vertex 8 X-coordinate {m}
, !- Vertex 8 Y-coordinate {m}
, !- Vertex 8 Z-coordinate {m}
, !- Vertex 9 X-coordinate {m}
, !- Vertex 9 Y-coordinate {m}
, !- Vertex 9 Z-coordinate {m}
, !- Vertex 10 X-coordinate {m}
, !- Vertex 10 Y-coordinate {m}
, !- Vertex 10 Z-coordinate {m}
, !- Vertex 11 X-coordinate {m}
, !- Vertex 11 Y-coordinate {m}
, !- Vertex 11 Z-coordinate {m}
, !- Vertex 12 X-coordinate {m}
, !- Vertex 12 Y-coordinate {m}
, !- Vertex 12 Z-coordinate {m}
, !- Vertex 13 X-coordinate {m}
, !- Vertex 13 Y-coordinate {m}
, !- Vertex 13 Z-coordinate {m}
, !- Vertex 14 X-coordinate {m}
, !- Vertex 14 Y-coordinate {m}
, !- Vertex 14 Z-coordinate {m}
, !- Vertex 15 X-coordinate {m}
, !- Vertex 15 Y-coordinate {m}
, !- Vertex 15 Z-coordinate {m}
, !- Vertex 16 X-coordinate {m}
, !- Vertex 16 Y-coordinate {m}
, !- Vertex 16 Z-coordinate {m}
, !- Vertex 17 X-coordinate {m}
, !- Vertex 17 Y-coordinate {m}
, !- Vertex 17 Z-coordinate {m}
, !- Vertex 18 X-coordinate {m}
, !- Vertex 18 Y-coordinate {m}
, !- Vertex 18 Z-coordinate {m}
, !- Vertex 19 X-coordinate {m}
, !- Vertex 19 Y-coordinate {m}
, !- Vertex 19 Z-coordinate {m}
, !- Vertex 20 X-coordinate {m}
, !- Vertex 20 Y-coordinate {m}
; !- Vertex 20 Z-coordinate {m}
BuildingSurface:Detailed,
L1-101-SalesRefrigerationEndcap1_Srf_2, !- Name
Wall, !- Surface Type
Hole, !- Construction Name
L1-101-SalesRefrigerationEndcap1 Thermal Zone, !- Zone Name
Surface, !- Outside Boundary Condition
L1-101-SalesCirculation4_Srf_12, !- Outside Boundary Condition Object
NoSun, !- Sun Exposure
NoWind, !- Wind Exposure
, !- View Factor to Ground
4, !- Number of Vertices
62.454, !- Vertex 1 X-coordinate {m}
53.193, !- Vertex 1 Y-coordinate {m}
2.134, !- Vertex 1 Z-coordinate {m}
62.454, !- Vertex 2 X-coordinate {m}
53.193, !- Vertex 2 Y-coordinate {m}
0, !- Vertex 2 Z-coordinate {m}
62.454, !- Vertex 3 X-coordinate {m}
55.016, !- Vertex 3 Y-coordinate {m}
0, !- Vertex 3 Z-coordinate {m}
62.454, !- Vertex 4 X-coordinate {m}
55.016, !- Vertex 4 Y-coordinate {m}
2.134, !- Vertex 4 Z-coordinate {m}
, !- Vertex 5 X-coordinate {m}
, !- Vertex 5 Y-coordinate {m}
, !- Vertex 5 Z-coordinate {m}
, !- Vertex 6 X-coordinate {m}
, !- Vertex 6 Y-coordinate {m}
, !- Vertex 6 Z-coordinate {m}
, !- Vertex 7 X-coordinate {m}
, !- Vertex 7 Y-coordinate {m}
, !- Vertex 7 Z-coordinate {m}
, !- Vertex 8 X-coordinate {m}
, !- Vertex 8 Y-coordinate {m}
, !- Vertex 8 Z-coordinate {m}
, !- Vertex 9 X-coordinate {m}
, !- Vertex 9 Y-coordinate {m}
, !- Vertex 9 Z-coordinate {m}
, !- Vertex 10 X-coordinate {m}
, !- Vertex 10 Y-coordinate {m}
, !- Vertex 10 Z-coordinate {m}
, !- Vertex 11 X-coordinate {m}
, !- Vertex 11 Y-coordinate {m}
, !- Vertex 11 Z-coordinate {m}
, !- Vertex 12 X-coordinate {m}
, !- Vertex 12 Y-coordinate {m}
, !- Vertex 12 Z-coordinate {m}
, !- Vertex 13 X-coordinate {m}
, !- Vertex 13 Y-coordinate {m}
, !- Vertex 13 Z-coordinate {m}
, !- Vertex 14 X-coordinate {m}
, !- Vertex 14 Y-coordinate {m}
, !- Vertex 14 Z-coordinate {m}
, !- Vertex 15 X-coordinate {m}
, !- Vertex 15 Y-coordinate {m}
, !- Vertex 15 Z-coordinate {m}
, !- Vertex 16 X-coordinate {m}
, !- Vertex 16 Y-coordinate {m}
, !- Vertex 16 Z-coordinate {m}
, !- Vertex 17 X-coordinate {m}
, !- Vertex 17 Y-coordinate {m}
, !- Vertex 17 Z-coordinate {m}
, !- Vertex 18 X-coordinate {m}
, !- Vertex 18 Y-coordinate {m}
, !- Vertex 18 Z-coordinate {m}
, !- Vertex 19 X-coordinate {m}
, !- Vertex 19 Y-coordinate {m}
, !- Vertex 19 Z-coordinate {m}
, !- Vertex 20 X-coordinate {m}
, !- Vertex 20 Y-coordinate {m}
; !- Vertex 20 Z-coordinate {m}
BuildingSurface:Detailed,
L1-101-SalesRefrigerationEndcap1_Srf_3, !- Name
Wall, !- Surface Type
Hole, !- Construction Name
L1-101-SalesRefrigerationEndcap1 Thermal Zone, !- Zone Name
Surface, !- Outside Boundary Condition
L1-101-SalesCirculation4_Srf_11, !- Outside Boundary Condition Object
NoSun, !- Sun Exposure
NoWind, !- Wind Exposure
, !- View Factor to Ground
4, !- Number of Vertices
62.454, !- Vertex 1 X-coordinate {m}
55.016, !- Vertex 1 Y-coordinate {m}
2.134, !- Vertex 1 Z-coordinate {m}
62.454, !- Vertex 2 X-coordinate {m}
55.016, !- Vertex 2 Y-coordinate {m}
0, !- Vertex 2 Z-coordinate {m}
60.575, !- Vertex 3 X-coordinate {m}
55.016, !- Vertex 3 Y-coordinate {m}
0, !- Vertex 3 Z-coordinate {m}
60.575, !- Vertex 4 X-coordinate {m}
55.016, !- Vertex 4 Y-coordinate {m}
2.134, !- Vertex 4 Z-coordinate {m}
, !- Vertex 5 X-coordinate {m}
, !- Vertex 5 Y-coordinate {m}
, !- Vertex 5 Z-coordinate {m}
, !- Vertex 6 X-coordinate {m}
, !- Vertex 6 Y-coordinate {m}
, !- Vertex 6 Z-coordinate {m}
, !- Vertex 7 X-coordinate {m}
, !- Vertex 7 Y-coordinate {m}
, !- Vertex 7 Z-coordinate {m}
, !- Vertex 8 X-coordinate {m}
, !- Vertex 8 Y-coordinate {m}
, !- Vertex 8 Z-coordinate {m}
, !- Vertex 9 X-coordinate {m}
, !- Vertex 9 Y-coordinate {m}
, !- Vertex 9 Z-coordinate {m}
, !- Vertex 10 X-coordinate {m}
, !- Vertex 10 Y-coordinate {m}
, !- Vertex 10 Z-coordinate {m}
, !- Vertex 11 X-coordinate {m}
, !- Vertex 11 Y-coordinate {m}
, !- Vertex 11 Z-coordinate {m}
, !- Vertex 12 X-coordinate {m}
, !- Vertex 12 Y-coordinate {m}
, !- Vertex 12 Z-coordinate {m}
, !- Vertex 13 X-coordinate {m}
, !- Vertex 13 Y-coordinate {m}
, !- Vertex 13 Z-coordinate {m}
, !- Vertex 14 X-coordinate {m}
, !- Vertex 14 Y-coordinate {m}
, !- Vertex 14 Z-coordinate {m}
, !- Vertex 15 X-coordinate {m}
, !- Vertex 15 Y-coordinate {m}
, !- Vertex 15 Z-coordinate {m}
, !- Vertex 16 X-coordinate {m}
, !- Vertex 16 Y-coordinate {m}
, !- Vertex 16 Z-coordinate {m}
, !- Vertex 17 X-coordinate {m}
, !- Vertex 17 Y-coordinate {m}
, !- Vertex 17 Z-coordinate {m}
, !- Vertex 18 X-coordinate {m}
, !- Vertex 18 Y-coordinate {m}
, !- Vertex 18 Z-coordinate {m}
, !- Vertex 19 X-coordinate {m}
, !- Vertex 19 Y-coordinate {m}
, !- Vertex 19 Z-coordinate {m}
, !- Vertex 20 X-coordinate {m}
, !- Vertex 20 Y-coordinate {m}
; !- Vertex 20 Z-coordinate {m}
BuildingSurface:Detailed,
L1-101-SalesRefrigerationEndcap1_Srf_4, !- Name
Wall, !- Surface Type
Hole, !- Construction Name
L1-101-SalesRefrigerationEndcap1 Thermal Zone, !- Zone Name
Surface, !- Outside Boundary Condition
L1-101-SalesCirculation4_Srf_10, !- Outside Boundary Condition Object
NoSun, !- Sun Exposure
NoWind, !- Wind Exposure
, !- View Factor to Ground
4, !- Number of Vertices
60.575, !- Vertex 1 X-coordinate {m}
55.016, !- Vertex 1 Y-coordinate {m}
2.134, !- Vertex 1 Z-coordinate {m}
60.575, !- Vertex 2 X-coordinate {m}
55.016, !- Vertex 2 Y-coordinate {m}
0, !- Vertex 2 Z-coordinate {m}
60.575, !- Vertex 3 X-coordinate {m}
53.193, !- Vertex 3 Y-coordinate {m}
0, !- Vertex 3 Z-coordinate {m}
60.575, !- Vertex 4 X-coordinate {m}
53.193, !- Vertex 4 Y-coordinate {m}
2.134, !- Vertex 4 Z-coordinate {m}
, !- Vertex 5 X-coordinate {m}
, !- Vertex 5 Y-coordinate {m}
, !- Vertex 5 Z-coordinate {m}
, !- Vertex 6 X-coordinate {m}
, !- Vertex 6 Y-coordinate {m}
, !- Vertex 6 Z-coordinate {m}
, !- Vertex 7 X-coordinate {m}
, !- Vertex 7 Y-coordinate {m}
, !- Vertex 7 Z-coordinate {m}
, !- Vertex 8 X-coordinate {m}
, !- Vertex 8 Y-coordinate {m}
, !- Vertex 8 Z-coordinate {m}
, !- Vertex 9 X-coordinate {m}
, !- Vertex 9 Y-coordinate {m}
, !- Vertex 9 Z-coordinate {m}
, !- Vertex 10 X-coordinate {m}
, !- Vertex 10 Y-coordinate {m}
, !- Vertex 10 Z-coordinate {m}
, !- Vertex 11 X-coordinate {m}
, !- Vertex 11 Y-coordinate {m}
, !- Vertex 11 Z-coordinate {m}
, !- Vertex 12 X-coordinate {m}
, !- Vertex 12 Y-coordinate {m}
, !- Vertex 12 Z-coordinate {m}
, !- Vertex 13 X-coordinate {m}
, !- Vertex 13 Y-coordinate {m}
, !- Vertex 13 Z-coordinate {m}
, !- Vertex 14 X-coordinate {m}
, !- Vertex 14 Y-coordinate {m}
, !- Vertex 14 Z-coordinate {m}
, !- Vertex 15 X-coordinate {m}
, !- Vertex 15 Y-coordinate {m}
, !- Vertex 15 Z-coordinate {m}
, !- Vertex 16 X-coordinate {m}
, !- Vertex 16 Y-coordinate {m}
, !- Vertex 16 Z-coordinate {m}
, !- Vertex 17 X-coordinate {m}
, !- Vertex 17 Y-coordinate {m}
, !- Vertex 17 Z-coordinate {m}
, !- Vertex 18 X-coordinate {m}
, !- Vertex 18 Y-coordinate {m}
, !- Vertex 18 Z-coordinate {m}
, !- Vertex 19 X-coordinate {m}
, !- Vertex 19 Y-coordinate {m}
, !- Vertex 19 Z-coordinate {m}
, !- Vertex 20 X-coordinate {m}
, !- Vertex 20 Y-coordinate {m}
; !- Vertex 20 Z-coordinate {m}
BuildingSurface:Detailed,
L1-101-SalesRefrigerationEndcap1_Srf_5, !- Name
Wall, !- Surface Type
Hole, !- Construction Name
L1-101-SalesRefrigerationEndcap1 Thermal Zone, !- Zone Name
Surface, !- Outside Boundary Condition
L1-101-SalesAisle8_Srf_9,!- Outside Boundary Condition Object
NoSun, !- Sun Exposure
NoWind, !- Wind Exposure
, !- View Factor to Ground
4, !- Number of Vertices
60.575, !- Vertex 1 X-coordinate {m}
53.193, !- Vertex 1 Y-coordinate {m}
2.134, !- Vertex 1 Z-coordinate {m}
60.575, !- Vertex 2 X-coordinate {m}
53.193, !- Vertex 2 Y-coordinate {m}
0, !- Vertex 2 Z-coordinate {m}
61.239, !- Vertex 3 X-coordinate {m}
53.193, !- Vertex 3 Y-coordinate {m}
0, !- Vertex 3 Z-coordinate {m}
61.239, !- Vertex 4 X-coordinate {m}
53.193, !- Vertex 4 Y-coordinate {m}
2.134, !- Vertex 4 Z-coordinate {m}
, !- Vertex 5 X-coordinate {m}
, !- Vertex 5 Y-coordinate {m}
, !- Vertex 5 Z-coordinate {m}
, !- Vertex 6 X-coordinate {m}
, !- Vertex 6 Y-coordinate {m}
, !- Vertex 6 Z-coordinate {m}
, !- Vertex 7 X-coordinate {m}
, !- Vertex 7 Y-coordinate {m}
, !- Vertex 7 Z-coordinate {m}
, !- Vertex 8 X-coordinate {m}
, !- Vertex 8 Y-coordinate {m}
, !- Vertex 8 Z-coordinate {m}
, !- Vertex 9 X-coordinate {m}
, !- Vertex 9 Y-coordinate {m}
, !- Vertex 9 Z-coordinate {m}
, !- Vertex 10 X-coordinate {m}
, !- Vertex 10 Y-coordinate {m}
, !- Vertex 10 Z-coordinate {m}
, !- Vertex 11 X-coordinate {m}
, !- Vertex 11 Y-coordinate {m}
, !- Vertex 11 Z-coordinate {m}
, !- Vertex 12 X-coordinate {m}
, !- Vertex 12 Y-coordinate {m}
, !- Vertex 12 Z-coordinate {m}
, !- Vertex 13 X-coordinate {m}
, !- Vertex 13 Y-coordinate {m}
, !- Vertex 13 Z-coordinate {m}
, !- Vertex 14 X-coordinate {m}
, !- Vertex 14 Y-coordinate {m}
, !- Vertex 14 Z-coordinate {m}
, !- Vertex 15 X-coordinate {m}
, !- Vertex 15 Y-coordinate {m}
, !- Vertex 15 Z-coordinate {m}
, !- Vertex 16 X-coordinate {m}
, !- Vertex 16 Y-coordinate {m}
, !- Vertex 16 Z-coordinate {m}
, !- Vertex 17 X-coordinate {m}
, !- Vertex 17 Y-coordinate {m}
, !- Vertex 17 Z-coordinate {m}
, !- Vertex 18 X-coordinate {m}
, !- Vertex 18 Y-coordinate {m}
, !- Vertex 18 Z-coordinate {m}
, !- Vertex 19 X-coordinate {m}
, !- Vertex 19 Y-coordinate {m}
, !- Vertex 19 Z-coordinate {m}
, !- Vertex 20 X-coordinate {m}
, !- Vertex 20 Y-coordinate {m}
; !- Vertex 20 Z-coordinate {m}
BuildingSurface:Detailed,
L1-101-SalesRefrigerationEndcap1_Srf_6, !- Name
Roof, !- Surface Type
Roof_BOH, !- Construction Name
L1-101-SalesRefrigerationEndcap1 Thermal Zone, !- Zone Name
Outdoors, !- Outside Boundary Condition
, !- Outside Boundary Condition Object
SunExposed, !- Sun Exposure
WindExposed, !- Wind Exposure
, !- View Factor to Ground
4, !- Number of Vertices
60.575, !- Vertex 1 X-coordinate {m}
55.016, !- Vertex 1 Y-coordinate {m}
2.134, !- Vertex 1 Z-coordinate {m}
60.575, !- Vertex 2 X-coordinate {m}
53.193, !- Vertex 2 Y-coordinate {m}
2.134, !- Vertex 2 Z-coordinate {m}
62.454, !- Vertex 3 X-coordinate {m}
53.193, !- Vertex 3 Y-coordinate {m}
2.134, !- Vertex 3 Z-coordinate {m}
62.454, !- Vertex 4 X-coordinate {m}
55.016, !- Vertex 4 Y-coordinate {m}
2.134, !- Vertex 4 Z-coordinate {m}
, !- Vertex 5 X-coordinate {m}
, !- Vertex 5 Y-coordinate {m}
, !- Vertex 5 Z-coordinate {m}
, !- Vertex 6 X-coordinate {m}
, !- Vertex 6 Y-coordinate {m}
, !- Vertex 6 Z-coordinate {m}
, !- Vertex 7 X-coordinate {m}
, !- Vertex 7 Y-coordinate {m}
, !- Vertex 7 Z-coordinate {m}
, !- Vertex 8 X-coordinate {m}
, !- Vertex 8 Y-coordinate {m}
, !- Vertex 8 Z-coordinate {m}
, !- Vertex 9 X-coordinate {m}
, !- Vertex 9 Y-coordinate {m}
, !- Vertex 9 Z-coordinate {m}
, !- Vertex 10 X-coordinate {m}
, !- Vertex 10 Y-coordinate {m}
, !- Vertex 10 Z-coordinate {m}
, !- Vertex 11 X-coordinate {m}
, !- Vertex 11 Y-coordinate {m}
, !- Vertex 11 Z-coordinate {m}
, !- Vertex 12 X-coordinate {m}
, !- Vertex 12 Y-coordinate {m}
, !- Vertex 12 Z-coordinate {m}
, !- Vertex 13 X-coordinate {m}
, !- Vertex 13 Y-coordinate {m}
, !- Vertex 13 Z-coordinate {m}
, !- Vertex 14 X-coordinate {m}
, !- Vertex 14 Y-coordinate {m}
, !- Vertex 14 Z-coordinate {m}
, !- Vertex 15 X-coordinate {m}
, !- Vertex 15 Y-coordinate {m}
, !- Vertex 15 Z-coordinate {m}
, !- Vertex 16 X-coordinate {m}
, !- Vertex 16 Y-coordinate {m}
, !- Vertex 16 Z-coordinate {m}
, !- Vertex 17 X-coordinate {m}
, !- Vertex 17 Y-coordinate {m}
, !- Vertex 17 Z-coordinate {m}
, !- Vertex 18 X-coordinate {m}
, !- Vertex 18 Y-coordinate {m}
, !- Vertex 18 Z-coordinate {m}
, !- Vertex 19 X-coordinate {m}
, !- Vertex 19 Y-coordinate {m}
, !- Vertex 19 Z-coordinate {m}
, !- Vertex 20 X-coordinate {m}
, !- Vertex 20 Y-coordinate {m}
; !- Vertex 20 Z-coordinate {m}
BuildingSurface:Detailed,
L1-101-SalesRefrigerationEndcap2_Srf_0, !- Name
Floor, !- Surface Type
Hole, !- Construction Name
L1-101-SalesRefrigerationEndcap2 Thermal Zone, !- Zone Name
ground, !- Outside Boundary Condition
, !- Outside Boundary Condition Object
NoSun, !- Sun Exposure
NoWind, !- Wind Exposure
, !- View Factor to Ground
4, !- Number of Vertices
67.026, !- Vertex 1 X-coordinate {m}
54.529, !- Vertex 1 Y-coordinate {m}
0, !- Vertex 1 Z-coordinate {m}
67.026, !- Vertex 2 X-coordinate {m}
52.767, !- Vertex 2 Y-coordinate {m}
0, !- Vertex 2 Z-coordinate {m}
65.072, !- Vertex 3 X-coordinate {m}
52.767, !- Vertex 3 Y-coordinate {m}
0, !- Vertex 3 Z-coordinate {m}
65.072, !- Vertex 4 X-coordinate {m}
54.529, !- Vertex 4 Y-coordinate {m}
0, !- Vertex 4 Z-coordinate {m}
, !- Vertex 5 X-coordinate {m}
, !- Vertex 5 Y-coordinate {m}
, !- Vertex 5 Z-coordinate {m}
, !- Vertex 6 X-coordinate {m}
, !- Vertex 6 Y-coordinate {m}
, !- Vertex 6 Z-coordinate {m}
, !- Vertex 7 X-coordinate {m}
, !- Vertex 7 Y-coordinate {m}
, !- Vertex 7 Z-coordinate {m}
, !- Vertex 8 X-coordinate {m}
, !- Vertex 8 Y-coordinate {m}
, !- Vertex 8 Z-coordinate {m}
, !- Vertex 9 X-coordinate {m}
, !- Vertex 9 Y-coordinate {m}
, !- Vertex 9 Z-coordinate {m}
, !- Vertex 10 X-coordinate {m}
, !- Vertex 10 Y-coordinate {m}
, !- Vertex 10 Z-coordinate {m}
, !- Vertex 11 X-coordinate {m}
, !- Vertex 11 Y-coordinate {m}
, !- Vertex 11 Z-coordinate {m}
, !- Vertex 12 X-coordinate {m}
, !- Vertex 12 Y-coordinate {m}
, !- Vertex 12 Z-coordinate {m}
, !- Vertex 13 X-coordinate {m}
, !- Vertex 13 Y-coordinate {m}
, !- Vertex 13 Z-coordinate {m}
, !- Vertex 14 X-coordinate {m}
, !- Vertex 14 Y-coordinate {m}
, !- Vertex 14 Z-coordinate {m}
, !- Vertex 15 X-coordinate {m}
, !- Vertex 15 Y-coordinate {m}
, !- Vertex 15 Z-coordinate {m}
, !- Vertex 16 X-coordinate {m}
, !- Vertex 16 Y-coordinate {m}
, !- Vertex 16 Z-coordinate {m}
, !- Vertex 17 X-coordinate {m}
, !- Vertex 17 Y-coordinate {m}
, !- Vertex 17 Z-coordinate {m}
, !- Vertex 18 X-coordinate {m}
, !- Vertex 18 Y-coordinate {m}
, !- Vertex 18 Z-coordinate {m}
, !- Vertex 19 X-coordinate {m}
, !- Vertex 19 Y-coordinate {m}
, !- Vertex 19 Z-coordinate {m}
, !- Vertex 20 X-coordinate {m}
, !- Vertex 20 Y-coordinate {m}
; !- Vertex 20 Z-coordinate {m}
BuildingSurface:Detailed,
L1-101-SalesRefrigerationEndcap2_Srf_1, !- Name
Wall, !- Surface Type
Hole, !- Construction Name
L1-101-SalesRefrigerationEndcap2 Thermal Zone, !- Zone Name
Surface, !- Outside Boundary Condition
L1-101-SalesRefrigerationAisle6_Srf_4, !- Outside Boundary Condition Object
NoSun, !- Sun Exposure
NoWind, !- Wind Exposure
, !- View Factor to Ground
4, !- Number of Vertices
65.072, !- Vertex 1 X-coordinate {m}
52.767, !- Vertex 1 Y-coordinate {m}
2.134, !- Vertex 1 Z-coordinate {m}
65.072, !- Vertex 2 X-coordinate {m}
52.767, !- Vertex 2 Y-coordinate {m}
0, !- Vertex 2 Z-coordinate {m}
66.272, !- Vertex 3 X-coordinate {m}
52.767, !- Vertex 3 Y-coordinate {m}
0, !- Vertex 3 Z-coordinate {m}
66.272, !- Vertex 4 X-coordinate {m}
52.767, !- Vertex 4 Y-coordinate {m}
2.134, !- Vertex 4 Z-coordinate {m}
, !- Vertex 5 X-coordinate {m}
, !- Vertex 5 Y-coordinate {m}
, !- Vertex 5 Z-coordinate {m}
, !- Vertex 6 X-coordinate {m}
, !- Vertex 6 Y-coordinate {m}
, !- Vertex 6 Z-coordinate {m}
, !- Vertex 7 X-coordinate {m}
, !- Vertex 7 Y-coordinate {m}
, !- Vertex 7 Z-coordinate {m}
, !- Vertex 8 X-coordinate {m}
, !- Vertex 8 Y-coordinate {m}
, !- Vertex 8 Z-coordinate {m}
, !- Vertex 9 X-coordinate {m}
, !- Vertex 9 Y-coordinate {m}
, !- Vertex 9 Z-coordinate {m}
, !- Vertex 10 X-coordinate {m}
, !- Vertex 10 Y-coordinate {m}
, !- Vertex 10 Z-coordinate {m}
, !- Vertex 11 X-coordinate {m}
, !- Vertex 11 Y-coordinate {m}
, !- Vertex 11 Z-coordinate {m}
, !- Vertex 12 X-coordinate {m}
, !- Vertex 12 Y-coordinate {m}
, !- Vertex 12 Z-coordinate {m}
, !- Vertex 13 X-coordinate {m}
, !- Vertex 13 Y-coordinate {m}
, !- Vertex 13 Z-coordinate {m}
, !- Vertex 14 X-coordinate {m}
, !- Vertex 14 Y-coordinate {m}
, !- Vertex 14 Z-coordinate {m}
, !- Vertex 15 X-coordinate {m}
, !- Vertex 15 Y-coordinate {m}
, !- Vertex 15 Z-coordinate {m}
, !- Vertex 16 X-coordinate {m}
, !- Vertex 16 Y-coordinate {m}
, !- Vertex 16 Z-coordinate {m}
, !- Vertex 17 X-coordinate {m}
, !- Vertex 17 Y-coordinate {m}
, !- Vertex 17 Z-coordinate {m}
, !- Vertex 18 X-coordinate {m}
, !- Vertex 18 Y-coordinate {m}
, !- Vertex 18 Z-coordinate {m}
, !- Vertex 19 X-coordinate {m}
, !- Vertex 19 Y-coordinate {m}
, !- Vertex 19 Z-coordinate {m}
, !- Vertex 20 X-coordinate {m}
, !- Vertex 20 Y-coordinate {m}
; !- Vertex 20 Z-coordinate {m}
BuildingSurface:Detailed,
L1-101-SalesRefrigerationEndcap2_Srf_2, !- Name
Wall, !- Surface Type
Hole, !- Construction Name
L1-101-SalesRefrigerationEndcap2 Thermal Zone, !- Zone Name
Surface, !- Outside Boundary Condition
L1-101-SalesAisle10_Srf_9, !- Outside Boundary Condition Object
NoSun, !- Sun Exposure
NoWind, !- Wind Exposure
, !- View Factor to Ground
4, !- Number of Vertices
66.272, !- Vertex 1 X-coordinate {m}
52.767, !- Vertex 1 Y-coordinate {m}
2.134, !- Vertex 1 Z-coordinate {m}
66.272, !- Vertex 2 X-coordinate {m}
52.767, !- Vertex 2 Y-coordinate {m}
0, !- Vertex 2 Z-coordinate {m}
67.026, !- Vertex 3 X-coordinate {m}
52.767, !- Vertex 3 Y-coordinate {m}
0, !- Vertex 3 Z-coordinate {m}
67.026, !- Vertex 4 X-coordinate {m}
52.767, !- Vertex 4 Y-coordinate {m}
2.134, !- Vertex 4 Z-coordinate {m}
, !- Vertex 5 X-coordinate {m}
, !- Vertex 5 Y-coordinate {m}
, !- Vertex 5 Z-coordinate {m}
, !- Vertex 6 X-coordinate {m}
, !- Vertex 6 Y-coordinate {m}
, !- Vertex 6 Z-coordinate {m}
, !- Vertex 7 X-coordinate {m}
, !- Vertex 7 Y-coordinate {m}
, !- Vertex 7 Z-coordinate {m}
, !- Vertex 8 X-coordinate {m}
, !- Vertex 8 Y-coordinate {m}
, !- Vertex 8 Z-coordinate {m}
, !- Vertex 9 X-coordinate {m}
, !- Vertex 9 Y-coordinate {m}
, !- Vertex 9 Z-coordinate {m}
, !- Vertex 10 X-coordinate {m}
, !- Vertex 10 Y-coordinate {m}
, !- Vertex 10 Z-coordinate {m}
, !- Vertex 11 X-coordinate {m}
, !- Vertex 11 Y-coordinate {m}
, !- Vertex 11 Z-coordinate {m}
, !- Vertex 12 X-coordinate {m}
, !- Vertex 12 Y-coordinate {m}
, !- Vertex 12 Z-coordinate {m}
, !- Vertex 13 X-coordinate {m}
, !- Vertex 13 Y-coordinate {m}
, !- Vertex 13 Z-coordinate {m}
, !- Vertex 14 X-coordinate {m}
, !- Vertex 14 Y-coordinate {m}
, !- Vertex 14 Z-coordinate {m}
, !- Vertex 15 X-coordinate {m}
, !- Vertex 15 Y-coordinate {m}
, !- Vertex 15 Z-coordinate {m}
, !- Vertex 16 X-coordinate {m}
, !- Vertex 16 Y-coordinate {m}
, !- Vertex 16 Z-coordinate {m}
, !- Vertex 17 X-coordinate {m}
, !- Vertex 17 Y-coordinate {m}
, !- Vertex 17 Z-coordinate {m}
, !- Vertex 18 X-coordinate {m}
, !- Vertex 18 Y-coordinate {m}
, !- Vertex 18 Z-coordinate {m}
, !- Vertex 19 X-coordinate {m}
, !- Vertex 19 Y-coordinate {m}
, !- Vertex 19 Z-coordinate {m}
, !- Vertex 20 X-coordinate {m}
, !- Vertex 20 Y-coordinate {m}
; !- Vertex 20 Z-coordinate {m}
BuildingSurface:Detailed,
L1-101-SalesRefrigerationEndcap2_Srf_3, !- Name
Wall, !- Surface Type
Hole, !- Construction Name
L1-101-SalesRefrigerationEndcap2 Thermal Zone, !- Zone Name
Surface, !- Outside Boundary Condition
L1-101-SalesCirculation4_Srf_18, !- Outside Boundary Condition Object
NoSun, !- Sun Exposure
NoWind, !- Wind Exposure
, !- View Factor to Ground
4, !- Number of Vertices
67.026, !- Vertex 1 X-coordinate {m}
52.767, !- Vertex 1 Y-coordinate {m}
2.134, !- Vertex 1 Z-coordinate {m}
67.026, !- Vertex 2 X-coordinate {m}
52.767, !- Vertex 2 Y-coordinate {m}
0, !- Vertex 2 Z-coordinate {m}
67.026, !- Vertex 3 X-coordinate {m}
54.529, !- Vertex 3 Y-coordinate {m}
0, !- Vertex 3 Z-coordinate {m}
67.026, !- Vertex 4 X-coordinate {m}
54.529, !- Vertex 4 Y-coordinate {m}
2.134, !- Vertex 4 Z-coordinate {m}
, !- Vertex 5 X-coordinate {m}
, !- Vertex 5 Y-coordinate {m}
, !- Vertex 5 Z-coordinate {m}
, !- Vertex 6 X-coordinate {m}
, !- Vertex 6 Y-coordinate {m}
, !- Vertex 6 Z-coordinate {m}
, !- Vertex 7 X-coordinate {m}
, !- Vertex 7 Y-coordinate {m}
, !- Vertex 7 Z-coordinate {m}
, !- Vertex 8 X-coordinate {m}
, !- Vertex 8 Y-coordinate {m}
, !- Vertex 8 Z-coordinate {m}
, !- Vertex 9 X-coordinate {m}
, !- Vertex 9 Y-coordinate {m}
, !- Vertex 9 Z-coordinate {m}
, !- Vertex 10 X-coordinate {m}
, !- Vertex 10 Y-coordinate {m}
, !- Vertex 10 Z-coordinate {m}
, !- Vertex 11 X-coordinate {m}
, !- Vertex 11 Y-coordinate {m}
, !- Vertex 11 Z-coordinate {m}
, !- Vertex 12 X-coordinate {m}
, !- Vertex 12 Y-coordinate {m}
, !- Vertex 12 Z-coordinate {m}
, !- Vertex 13 X-coordinate {m}
, !- Vertex 13 Y-coordinate {m}
, !- Vertex 13 Z-coordinate {m}
, !- Vertex 14 X-coordinate {m}
, !- Vertex 14 Y-coordinate {m}
, !- Vertex 14 Z-coordinate {m}
, !- Vertex 15 X-coordinate {m}
, !- Vertex 15 Y-coordinate {m}
, !- Vertex 15 Z-coordinate {m}
, !- Vertex 16 X-coordinate {m}
, !- Vertex 16 Y-coordinate {m}
, !- Vertex 16 Z-coordinate {m}
, !- Vertex 17 X-coordinate {m}
, !- Vertex 17 Y-coordinate {m}
, !- Vertex 17 Z-coordinate {m}
, !- Vertex 18 X-coordinate {m}
, !- Vertex 18 Y-coordinate {m}
, !- Vertex 18 Z-coordinate {m}
, !- Vertex 19 X-coordinate {m}
, !- Vertex 19 Y-coordinate {m}
, !- Vertex 19 Z-coordinate {m}
, !- Vertex 20 X-coordinate {m}
, !- Vertex 20 Y-coordinate {m}
; !- Vertex 20 Z-coordinate {m}
BuildingSurface:Detailed,
L1-101-SalesRefrigerationEndcap2_Srf_4, !- Name
Wall, !- Surface Type
Hole, !- Construction Name
L1-101-SalesRefrigerationEndcap2 Thermal Zone, !- Zone Name
Surface, !- Outside Boundary Condition
L1-101-SalesCirculation4_Srf_17, !- Outside Boundary Condition Object
NoSun, !- Sun Exposure
NoWind, !- Wind Exposure
, !- View Factor to Ground
4, !- Number of Vertices
67.026, !- Vertex 1 X-coordinate {m}
54.529, !- Vertex 1 Y-coordinate {m}
2.134, !- Vertex 1 Z-coordinate {m}
67.026, !- Vertex 2 X-coordinate {m}
54.529, !- Vertex 2 Y-coordinate {m}
0, !- Vertex 2 Z-coordinate {m}
65.072, !- Vertex 3 X-coordinate {m}
54.529, !- Vertex 3 Y-coordinate {m}
0, !- Vertex 3 Z-coordinate {m}
65.072, !- Vertex 4 X-coordinate {m}
54.529, !- Vertex 4 Y-coordinate {m}
2.134, !- Vertex 4 Z-coordinate {m}
, !- Vertex 5 X-coordinate {m}
, !- Vertex 5 Y-coordinate {m}
, !- Vertex 5 Z-coordinate {m}
, !- Vertex 6 X-coordinate {m}
, !- Vertex 6 Y-coordinate {m}
, !- Vertex 6 Z-coordinate {m}
, !- Vertex 7 X-coordinate {m}
, !- Vertex 7 Y-coordinate {m}
, !- Vertex 7 Z-coordinate {m}
, !- Vertex 8 X-coordinate {m}
, !- Vertex 8 Y-coordinate {m}
, !- Vertex 8 Z-coordinate {m}
, !- Vertex 9 X-coordinate {m}
, !- Vertex 9 Y-coordinate {m}
, !- Vertex 9 Z-coordinate {m}
, !- Vertex 10 X-coordinate {m}
, !- Vertex 10 Y-coordinate {m}
, !- Vertex 10 Z-coordinate {m}
, !- Vertex 11 X-coordinate {m}
, !- Vertex 11 Y-coordinate {m}
, !- Vertex 11 Z-coordinate {m}
, !- Vertex 12 X-coordinate {m}
, !- Vertex 12 Y-coordinate {m}
, !- Vertex 12 Z-coordinate {m}
, !- Vertex 13 X-coordinate {m}
, !- Vertex 13 Y-coordinate {m}
, !- Vertex 13 Z-coordinate {m}
, !- Vertex 14 X-coordinate {m}
, !- Vertex 14 Y-coordinate {m}
, !- Vertex 14 Z-coordinate {m}
, !- Vertex 15 X-coordinate {m}
, !- Vertex 15 Y-coordinate {m}
, !- Vertex 15 Z-coordinate {m}
, !- Vertex 16 X-coordinate {m}
, !- Vertex 16 Y-coordinate {m}
, !- Vertex 16 Z-coordinate {m}
, !- Vertex 17 X-coordinate {m}
, !- Vertex 17 Y-coordinate {m}
, !- Vertex 17 Z-coordinate {m}
, !- Vertex 18 X-coordinate {m}
, !- Vertex 18 Y-coordinate {m}
, !- Vertex 18 Z-coordinate {m}
, !- Vertex 19 X-coordinate {m}
, !- Vertex 19 Y-coordinate {m}
, !- Vertex 19 Z-coordinate {m}
, !- Vertex 20 X-coordinate {m}
, !- Vertex 20 Y-coordinate {m}
; !- Vertex 20 Z-coordinate {m}
BuildingSurface:Detailed,
L1-101-SalesRefrigerationEndcap2_Srf_5, !- Name
Wall, !- Surface Type
Hole, !- Construction Name
L1-101-SalesRefrigerationEndcap2 Thermal Zone, !- Zone Name
Surface, !- Outside Boundary Condition
L1-101-SalesCirculation4_Srf_16, !- Outside Boundary Condition Object
NoSun, !- Sun Exposure
NoWind, !- Wind Exposure
, !- View Factor to Ground
4, !- Number of Vertices
65.072, !- Vertex 1 X-coordinate {m}
54.529, !- Vertex 1 Y-coordinate {m}
2.134, !- Vertex 1 Z-coordinate {m}
65.072, !- Vertex 2 X-coordinate {m}
54.529, !- Vertex 2 Y-coordinate {m}
0, !- Vertex 2 Z-coordinate {m}
65.072, !- Vertex 3 X-coordinate {m}
52.767, !- Vertex 3 Y-coordinate {m}
0, !- Vertex 3 Z-coordinate {m}
65.072, !- Vertex 4 X-coordinate {m}
52.767, !- Vertex 4 Y-coordinate {m}
2.134, !- Vertex 4 Z-coordinate {m}
, !- Vertex 5 X-coordinate {m}
, !- Vertex 5 Y-coordinate {m}
, !- Vertex 5 Z-coordinate {m}
, !- Vertex 6 X-coordinate {m}
, !- Vertex 6 Y-coordinate {m}
, !- Vertex 6 Z-coordinate {m}
, !- Vertex 7 X-coordinate {m}
, !- Vertex 7 Y-coordinate {m}
, !- Vertex 7 Z-coordinate {m}
, !- Vertex 8 X-coordinate {m}
, !- Vertex 8 Y-coordinate {m}
, !- Vertex 8 Z-coordinate {m}
, !- Vertex 9 X-coordinate {m}
, !- Vertex 9 Y-coordinate {m}
, !- Vertex 9 Z-coordinate {m}
, !- Vertex 10 X-coordinate {m}
, !- Vertex 10 Y-coordinate {m}
, !- Vertex 10 Z-coordinate {m}
, !- Vertex 11 X-coordinate {m}
, !- Vertex 11 Y-coordinate {m}
, !- Vertex 11 Z-coordinate {m}
, !- Vertex 12 X-coordinate {m}
, !- Vertex 12 Y-coordinate {m}
, !- Vertex 12 Z-coordinate {m}
, !- Vertex 13 X-coordinate {m}
, !- Vertex 13 Y-coordinate {m}
, !- Vertex 13 Z-coordinate {m}
, !- Vertex 14 X-coordinate {m}
, !- Vertex 14 Y-coordinate {m}
, !- Vertex 14 Z-coordinate {m}
, !- Vertex 15 X-coordinate {m}
, !- Vertex 15 Y-coordinate {m}
, !- Vertex 15 Z-coordinate {m}
, !- Vertex 16 X-coordinate {m}
, !- Vertex 16 Y-coordinate {m}
, !- Vertex 16 Z-coordinate {m}
, !- Vertex 17 X-coordinate {m}
, !- Vertex 17 Y-coordinate {m}
, !- Vertex 17 Z-coordinate {m}
, !- Vertex 18 X-coordinate {m}
, !- Vertex 18 Y-coordinate {m}
, !- Vertex 18 Z-coordinate {m}
, !- Vertex 19 X-coordinate {m}
, !- Vertex 19 Y-coordinate {m}
, !- Vertex 19 Z-coordinate {m}
, !- Vertex 20 X-coordinate {m}
, !- Vertex 20 Y-coordinate {m}
; !- Vertex 20 Z-coordinate {m}
BuildingSurface:Detailed,
L1-101-SalesRefrigerationEndcap2_Srf_6, !- Name
Roof, !- Surface Type
Roof_BOH, !- Construction Name
L1-101-SalesRefrigerationEndcap2 Thermal Zone, !- Zone Name
Outdoors, !- Outside Boundary Condition
, !- Outside Boundary Condition Object
SunExposed, !- Sun Exposure
WindExposed, !- Wind Exposure
, !- View Factor to Ground
4, !- Number of Vertices
65.072, !- Vertex 1 X-coordinate {m}
54.529, !- Vertex 1 Y-coordinate {m}
2.134, !- Vertex 1 Z-coordinate {m}
65.072, !- Vertex 2 X-coordinate {m}
52.767, !- Vertex 2 Y-coordinate {m}
2.134, !- Vertex 2 Z-coordinate {m}
67.026, !- Vertex 3 X-coordinate {m}
52.767, !- Vertex 3 Y-coordinate {m}
2.134, !- Vertex 3 Z-coordinate {m}
67.026, !- Vertex 4 X-coordinate {m}
54.529, !- Vertex 4 Y-coordinate {m}
2.134, !- Vertex 4 Z-coordinate {m}
, !- Vertex 5 X-coordinate {m}
, !- Vertex 5 Y-coordinate {m}
, !- Vertex 5 Z-coordinate {m}
, !- Vertex 6 X-coordinate {m}
, !- Vertex 6 Y-coordinate {m}
, !- Vertex 6 Z-coordinate {m}
, !- Vertex 7 X-coordinate {m}
, !- Vertex 7 Y-coordinate {m}
, !- Vertex 7 Z-coordinate {m}
, !- Vertex 8 X-coordinate {m}
, !- Vertex 8 Y-coordinate {m}
, !- Vertex 8 Z-coordinate {m}
, !- Vertex 9 X-coordinate {m}
, !- Vertex 9 Y-coordinate {m}
, !- Vertex 9 Z-coordinate {m}
, !- Vertex 10 X-coordinate {m}
, !- Vertex 10 Y-coordinate {m}
, !- Vertex 10 Z-coordinate {m}
, !- Vertex 11 X-coordinate {m}
, !- Vertex 11 Y-coordinate {m}
, !- Vertex 11 Z-coordinate {m}
, !- Vertex 12 X-coordinate {m}
, !- Vertex 12 Y-coordinate {m}
, !- Vertex 12 Z-coordinate {m}
, !- Vertex 13 X-coordinate {m}
, !- Vertex 13 Y-coordinate {m}
, !- Vertex 13 Z-coordinate {m}
, !- Vertex 14 X-coordinate {m}
, !- Vertex 14 Y-coordinate {m}
, !- Vertex 14 Z-coordinate {m}
, !- Vertex 15 X-coordinate {m}
, !- Vertex 15 Y-coordinate {m}
, !- Vertex 15 Z-coordinate {m}
, !- Vertex 16 X-coordinate {m}
, !- Vertex 16 Y-coordinate {m}
, !- Vertex 16 Z-coordinate {m}
, !- Vertex 17 X-coordinate {m}
, !- Vertex 17 Y-coordinate {m}
, !- Vertex 17 Z-coordinate {m}
, !- Vertex 18 X-coordinate {m}
, !- Vertex 18 Y-coordinate {m}
, !- Vertex 18 Z-coordinate {m}
, !- Vertex 19 X-coordinate {m}
, !- Vertex 19 Y-coordinate {m}
, !- Vertex 19 Z-coordinate {m}
, !- Vertex 20 X-coordinate {m}
, !- Vertex 20 Y-coordinate {m}
; !- Vertex 20 Z-coordinate {m}
BuildingSurface:Detailed,
L1-101-SalesRefrigerationEndcap3_Srf_0, !- Name
Floor, !- Surface Type
Hole, !- Construction Name
L1-101-SalesRefrigerationEndcap3 Thermal Zone, !- Zone Name
ground, !- Outside Boundary Condition
, !- Outside Boundary Condition Object
NoSun, !- Sun Exposure
NoWind, !- Wind Exposure
, !- View Factor to Ground
4, !- Number of Vertices
67.026, !- Vertex 1 X-coordinate {m}
35.296, !- Vertex 1 Y-coordinate {m}
0, !- Vertex 1 Z-coordinate {m}
67.026, !- Vertex 2 X-coordinate {m}
33.284, !- Vertex 2 Y-coordinate {m}
0, !- Vertex 2 Z-coordinate {m}
65.196, !- Vertex 3 X-coordinate {m}
33.284, !- Vertex 3 Y-coordinate {m}
0, !- Vertex 3 Z-coordinate {m}
65.196, !- Vertex 4 X-coordinate {m}
35.296, !- Vertex 4 Y-coordinate {m}
0, !- Vertex 4 Z-coordinate {m}
, !- Vertex 5 X-coordinate {m}
, !- Vertex 5 Y-coordinate {m}
, !- Vertex 5 Z-coordinate {m}
, !- Vertex 6 X-coordinate {m}
, !- Vertex 6 Y-coordinate {m}
, !- Vertex 6 Z-coordinate {m}
, !- Vertex 7 X-coordinate {m}
, !- Vertex 7 Y-coordinate {m}
, !- Vertex 7 Z-coordinate {m}
, !- Vertex 8 X-coordinate {m}
, !- Vertex 8 Y-coordinate {m}
, !- Vertex 8 Z-coordinate {m}
, !- Vertex 9 X-coordinate {m}
, !- Vertex 9 Y-coordinate {m}
, !- Vertex 9 Z-coordinate {m}
, !- Vertex 10 X-coordinate {m}
, !- Vertex 10 Y-coordinate {m}
, !- Vertex 10 Z-coordinate {m}
, !- Vertex 11 X-coordinate {m}
, !- Vertex 11 Y-coordinate {m}
, !- Vertex 11 Z-coordinate {m}
, !- Vertex 12 X-coordinate {m}
, !- Vertex 12 Y-coordinate {m}
, !- Vertex 12 Z-coordinate {m}
, !- Vertex 13 X-coordinate {m}
, !- Vertex 13 Y-coordinate {m}
, !- Vertex 13 Z-coordinate {m}
, !- Vertex 14 X-coordinate {m}
, !- Vertex 14 Y-coordinate {m}
, !- Vertex 14 Z-coordinate {m}
, !- Vertex 15 X-coordinate {m}
, !- Vertex 15 Y-coordinate {m}
, !- Vertex 15 Z-coordinate {m}
, !- Vertex 16 X-coordinate {m}
, !- Vertex 16 Y-coordinate {m}
, !- Vertex 16 Z-coordinate {m}
, !- Vertex 17 X-coordinate {m}
, !- Vertex 17 Y-coordinate {m}
, !- Vertex 17 Z-coordinate {m}
, !- Vertex 18 X-coordinate {m}
, !- Vertex 18 Y-coordinate {m}
, !- Vertex 18 Z-coordinate {m}
, !- Vertex 19 X-coordinate {m}
, !- Vertex 19 Y-coordinate {m}
, !- Vertex 19 Z-coordinate {m}
, !- Vertex 20 X-coordinate {m}
, !- Vertex 20 Y-coordinate {m}
; !- Vertex 20 Z-coordinate {m}
BuildingSurface:Detailed,
L1-101-SalesRefrigerationEndcap3_Srf_1, !- Name
Wall, !- Surface Type
Hole, !- Construction Name
L1-101-SalesRefrigerationEndcap3 Thermal Zone, !- Zone Name
Surface, !- Outside Boundary Condition
L1-101-SalesCirculation2_Srf_15, !- Outside Boundary Condition Object
NoSun, !- Sun Exposure
NoWind, !- Wind Exposure
, !- View Factor to Ground
4, !- Number of Vertices
65.196, !- Vertex 1 X-coordinate {m}
35.296, !- Vertex 1 Y-coordinate {m}
2.134, !- Vertex 1 Z-coordinate {m}
65.196, !- Vertex 2 X-coordinate {m}
35.296, !- Vertex 2 Y-coordinate {m}
0, !- Vertex 2 Z-coordinate {m}
65.196, !- Vertex 3 X-coordinate {m}
33.284, !- Vertex 3 Y-coordinate {m}
0, !- Vertex 3 Z-coordinate {m}
65.196, !- Vertex 4 X-coordinate {m}
33.284, !- Vertex 4 Y-coordinate {m}
2.134, !- Vertex 4 Z-coordinate {m}
, !- Vertex 5 X-coordinate {m}
, !- Vertex 5 Y-coordinate {m}
, !- Vertex 5 Z-coordinate {m}
, !- Vertex 6 X-coordinate {m}
, !- Vertex 6 Y-coordinate {m}
, !- Vertex 6 Z-coordinate {m}
, !- Vertex 7 X-coordinate {m}
, !- Vertex 7 Y-coordinate {m}
, !- Vertex 7 Z-coordinate {m}
, !- Vertex 8 X-coordinate {m}
, !- Vertex 8 Y-coordinate {m}
, !- Vertex 8 Z-coordinate {m}
, !- Vertex 9 X-coordinate {m}
, !- Vertex 9 Y-coordinate {m}
, !- Vertex 9 Z-coordinate {m}
, !- Vertex 10 X-coordinate {m}
, !- Vertex 10 Y-coordinate {m}
, !- Vertex 10 Z-coordinate {m}
, !- Vertex 11 X-coordinate {m}
, !- Vertex 11 Y-coordinate {m}
, !- Vertex 11 Z-coordinate {m}
, !- Vertex 12 X-coordinate {m}
, !- Vertex 12 Y-coordinate {m}
, !- Vertex 12 Z-coordinate {m}
, !- Vertex 13 X-coordinate {m}
, !- Vertex 13 Y-coordinate {m}
, !- Vertex 13 Z-coordinate {m}
, !- Vertex 14 X-coordinate {m}
, !- Vertex 14 Y-coordinate {m}
, !- Vertex 14 Z-coordinate {m}
, !- Vertex 15 X-coordinate {m}
, !- Vertex 15 Y-coordinate {m}
, !- Vertex 15 Z-coordinate {m}
, !- Vertex 16 X-coordinate {m}
, !- Vertex 16 Y-coordinate {m}
, !- Vertex 16 Z-coordinate {m}
, !- Vertex 17 X-coordinate {m}
, !- Vertex 17 Y-coordinate {m}
, !- Vertex 17 Z-coordinate {m}
, !- Vertex 18 X-coordinate {m}
, !- Vertex 18 Y-coordinate {m}
, !- Vertex 18 Z-coordinate {m}
, !- Vertex 19 X-coordinate {m}
, !- Vertex 19 Y-coordinate {m}
, !- Vertex 19 Z-coordinate {m}
, !- Vertex 20 X-coordinate {m}
, !- Vertex 20 Y-coordinate {m}
; !- Vertex 20 Z-coordinate {m}
BuildingSurface:Detailed,
L1-101-SalesRefrigerationEndcap3_Srf_2, !- Name
Wall, !- Surface Type
Hole, !- Construction Name
L1-101-SalesRefrigerationEndcap3 Thermal Zone, !- Zone Name
Surface, !- Outside Boundary Condition
L1-101-SalesCirculation2_Srf_14, !- Outside Boundary Condition Object
NoSun, !- Sun Exposure
NoWind, !- Wind Exposure
, !- View Factor to Ground
4, !- Number of Vertices
65.196, !- Vertex 1 X-coordinate {m}
33.284, !- Vertex 1 Y-coordinate {m}
2.134, !- Vertex 1 Z-coordinate {m}
65.196, !- Vertex 2 X-coordinate {m}
33.284, !- Vertex 2 Y-coordinate {m}
0, !- Vertex 2 Z-coordinate {m}
66.446, !- Vertex 3 X-coordinate {m}
33.284, !- Vertex 3 Y-coordinate {m}
0, !- Vertex 3 Z-coordinate {m}
66.446, !- Vertex 4 X-coordinate {m}
33.284, !- Vertex 4 Y-coordinate {m}
2.134, !- Vertex 4 Z-coordinate {m}
, !- Vertex 5 X-coordinate {m}
, !- Vertex 5 Y-coordinate {m}
, !- Vertex 5 Z-coordinate {m}
, !- Vertex 6 X-coordinate {m}
, !- Vertex 6 Y-coordinate {m}
, !- Vertex 6 Z-coordinate {m}
, !- Vertex 7 X-coordinate {m}
, !- Vertex 7 Y-coordinate {m}
, !- Vertex 7 Z-coordinate {m}
, !- Vertex 8 X-coordinate {m}
, !- Vertex 8 Y-coordinate {m}
, !- Vertex 8 Z-coordinate {m}
, !- Vertex 9 X-coordinate {m}
, !- Vertex 9 Y-coordinate {m}
, !- Vertex 9 Z-coordinate {m}
, !- Vertex 10 X-coordinate {m}
, !- Vertex 10 Y-coordinate {m}
, !- Vertex 10 Z-coordinate {m}
, !- Vertex 11 X-coordinate {m}
, !- Vertex 11 Y-coordinate {m}
, !- Vertex 11 Z-coordinate {m}
, !- Vertex 12 X-coordinate {m}
, !- Vertex 12 Y-coordinate {m}
, !- Vertex 12 Z-coordinate {m}
, !- Vertex 13 X-coordinate {m}
, !- Vertex 13 Y-coordinate {m}
, !- Vertex 13 Z-coordinate {m}
, !- Vertex 14 X-coordinate {m}
, !- Vertex 14 Y-coordinate {m}
, !- Vertex 14 Z-coordinate {m}
, !- Vertex 15 X-coordinate {m}
, !- Vertex 15 Y-coordinate {m}
, !- Vertex 15 Z-coordinate {m}
, !- Vertex 16 X-coordinate {m}
, !- Vertex 16 Y-coordinate {m}
, !- Vertex 16 Z-coordinate {m}
, !- Vertex 17 X-coordinate {m}
, !- Vertex 17 Y-coordinate {m}
, !- Vertex 17 Z-coordinate {m}
, !- Vertex 18 X-coordinate {m}
, !- Vertex 18 Y-coordinate {m}
, !- Vertex 18 Z-coordinate {m}
, !- Vertex 19 X-coordinate {m}
, !- Vertex 19 Y-coordinate {m}
, !- Vertex 19 Z-coordinate {m}
, !- Vertex 20 X-coordinate {m}
, !- Vertex 20 Y-coordinate {m}
; !- Vertex 20 Z-coordinate {m}
BuildingSurface:Detailed,
L1-101-SalesRefrigerationEndcap3_Srf_3, !- Name
Wall, !- Surface Type
Hole, !- Construction Name
L1-101-SalesRefrigerationEndcap3 Thermal Zone, !- Zone Name
Surface, !- Outside Boundary Condition
L1-101-SalesCirculation7_Srf_6, !- Outside Boundary Condition Object
NoSun, !- Sun Exposure
NoWind, !- Wind Exposure
, !- View Factor to Ground
4, !- Number of Vertices
66.446, !- Vertex 1 X-coordinate {m}
33.284, !- Vertex 1 Y-coordinate {m}
2.134, !- Vertex 1 Z-coordinate {m}
66.446, !- Vertex 2 X-coordinate {m}
33.284, !- Vertex 2 Y-coordinate {m}
0, !- Vertex 2 Z-coordinate {m}
67.026, !- Vertex 3 X-coordinate {m}
33.284, !- Vertex 3 Y-coordinate {m}
0, !- Vertex 3 Z-coordinate {m}
67.026, !- Vertex 4 X-coordinate {m}
33.284, !- Vertex 4 Y-coordinate {m}
2.134, !- Vertex 4 Z-coordinate {m}
, !- Vertex 5 X-coordinate {m}
, !- Vertex 5 Y-coordinate {m}
, !- Vertex 5 Z-coordinate {m}
, !- Vertex 6 X-coordinate {m}
, !- Vertex 6 Y-coordinate {m}
, !- Vertex 6 Z-coordinate {m}
, !- Vertex 7 X-coordinate {m}
, !- Vertex 7 Y-coordinate {m}
, !- Vertex 7 Z-coordinate {m}
, !- Vertex 8 X-coordinate {m}
, !- Vertex 8 Y-coordinate {m}
, !- Vertex 8 Z-coordinate {m}
, !- Vertex 9 X-coordinate {m}
, !- Vertex 9 Y-coordinate {m}
, !- Vertex 9 Z-coordinate {m}
, !- Vertex 10 X-coordinate {m}
, !- Vertex 10 Y-coordinate {m}
, !- Vertex 10 Z-coordinate {m}
, !- Vertex 11 X-coordinate {m}
, !- Vertex 11 Y-coordinate {m}
, !- Vertex 11 Z-coordinate {m}
, !- Vertex 12 X-coordinate {m}
, !- Vertex 12 Y-coordinate {m}
, !- Vertex 12 Z-coordinate {m}
, !- Vertex 13 X-coordinate {m}
, !- Vertex 13 Y-coordinate {m}
, !- Vertex 13 Z-coordinate {m}
, !- Vertex 14 X-coordinate {m}
, !- Vertex 14 Y-coordinate {m}
, !- Vertex 14 Z-coordinate {m}
, !- Vertex 15 X-coordinate {m}
, !- Vertex 15 Y-coordinate {m}
, !- Vertex 15 Z-coordinate {m}
, !- Vertex 16 X-coordinate {m}
, !- Vertex 16 Y-coordinate {m}
, !- Vertex 16 Z-coordinate {m}
, !- Vertex 17 X-coordinate {m}
, !- Vertex 17 Y-coordinate {m}
, !- Vertex 17 Z-coordinate {m}
, !- Vertex 18 X-coordinate {m}
, !- Vertex 18 Y-coordinate {m}
, !- Vertex 18 Z-coordinate {m}
, !- Vertex 19 X-coordinate {m}
, !- Vertex 19 Y-coordinate {m}
, !- Vertex 19 Z-coordinate {m}
, !- Vertex 20 X-coordinate {m}
, !- Vertex 20 Y-coordinate {m}
; !- Vertex 20 Z-coordinate {m}
BuildingSurface:Detailed,
L1-101-SalesRefrigerationEndcap3_Srf_4, !- Name
Wall, !- Surface Type
Hole, !- Construction Name
L1-101-SalesRefrigerationEndcap3 Thermal Zone, !- Zone Name
Surface, !- Outside Boundary Condition
L1-101-SalesCirculation7_Srf_5, !- Outside Boundary Condition Object
NoSun, !- Sun Exposure
NoWind, !- Wind Exposure
, !- View Factor to Ground
4, !- Number of Vertices
67.026, !- Vertex 1 X-coordinate {m}
33.284, !- Vertex 1 Y-coordinate {m}
2.134, !- Vertex 1 Z-coordinate {m}
67.026, !- Vertex 2 X-coordinate {m}
33.284, !- Vertex 2 Y-coordinate {m}
0, !- Vertex 2 Z-coordinate {m}
67.026, !- Vertex 3 X-coordinate {m}
35.296, !- Vertex 3 Y-coordinate {m}
0, !- Vertex 3 Z-coordinate {m}
67.026, !- Vertex 4 X-coordinate {m}
35.296, !- Vertex 4 Y-coordinate {m}
2.134, !- Vertex 4 Z-coordinate {m}
, !- Vertex 5 X-coordinate {m}
, !- Vertex 5 Y-coordinate {m}
, !- Vertex 5 Z-coordinate {m}
, !- Vertex 6 X-coordinate {m}
, !- Vertex 6 Y-coordinate {m}
, !- Vertex 6 Z-coordinate {m}
, !- Vertex 7 X-coordinate {m}
, !- Vertex 7 Y-coordinate {m}
, !- Vertex 7 Z-coordinate {m}
, !- Vertex 8 X-coordinate {m}
, !- Vertex 8 Y-coordinate {m}
, !- Vertex 8 Z-coordinate {m}
, !- Vertex 9 X-coordinate {m}
, !- Vertex 9 Y-coordinate {m}
, !- Vertex 9 Z-coordinate {m}
, !- Vertex 10 X-coordinate {m}
, !- Vertex 10 Y-coordinate {m}
, !- Vertex 10 Z-coordinate {m}
, !- Vertex 11 X-coordinate {m}
, !- Vertex 11 Y-coordinate {m}
, !- Vertex 11 Z-coordinate {m}
, !- Vertex 12 X-coordinate {m}
, !- Vertex 12 Y-coordinate {m}
, !- Vertex 12 Z-coordinate {m}
, !- Vertex 13 X-coordinate {m}
, !- Vertex 13 Y-coordinate {m}
, !- Vertex 13 Z-coordinate {m}
, !- Vertex 14 X-coordinate {m}
, !- Vertex 14 Y-coordinate {m}
, !- Vertex 14 Z-coordinate {m}
, !- Vertex 15 X-coordinate {m}
, !- Vertex 15 Y-coordinate {m}
, !- Vertex 15 Z-coordinate {m}
, !- Vertex 16 X-coordinate {m}
, !- Vertex 16 Y-coordinate {m}
, !- Vertex 16 Z-coordinate {m}
, !- Vertex 17 X-coordinate {m}
, !- Vertex 17 Y-coordinate {m}
, !- Vertex 17 Z-coordinate {m}
, !- Vertex 18 X-coordinate {m}
, !- Vertex 18 Y-coordinate {m}
, !- Vertex 18 Z-coordinate {m}
, !- Vertex 19 X-coordinate {m}
, !- Vertex 19 Y-coordinate {m}
, !- Vertex 19 Z-coordinate {m}
, !- Vertex 20 X-coordinate {m}
, !- Vertex 20 Y-coordinate {m}
; !- Vertex 20 Z-coordinate {m}
BuildingSurface:Detailed,
L1-101-SalesRefrigerationEndcap3_Srf_5, !- Name
Wall, !- Surface Type
Hole, !- Construction Name
L1-101-SalesRefrigerationEndcap3 Thermal Zone, !- Zone Name
Surface, !- Outside Boundary Condition
L1-101-SalesAisle10_Srf_3, !- Outside Boundary Condition Object
NoSun, !- Sun Exposure
NoWind, !- Wind Exposure
, !- View Factor to Ground
4, !- Number of Vertices
67.026, !- Vertex 1 X-coordinate {m}
35.296, !- Vertex 1 Y-coordinate {m}
2.134, !- Vertex 1 Z-coordinate {m}
67.026, !- Vertex 2 X-coordinate {m}
35.296, !- Vertex 2 Y-coordinate {m}
0, !- Vertex 2 Z-coordinate {m}
66.272, !- Vertex 3 X-coordinate {m}
35.296, !- Vertex 3 Y-coordinate {m}
0, !- Vertex 3 Z-coordinate {m}
66.272, !- Vertex 4 X-coordinate {m}
35.296, !- Vertex 4 Y-coordinate {m}
2.134, !- Vertex 4 Z-coordinate {m}
, !- Vertex 5 X-coordinate {m}
, !- Vertex 5 Y-coordinate {m}
, !- Vertex 5 Z-coordinate {m}
, !- Vertex 6 X-coordinate {m}
, !- Vertex 6 Y-coordinate {m}
, !- Vertex 6 Z-coordinate {m}
, !- Vertex 7 X-coordinate {m}
, !- Vertex 7 Y-coordinate {m}
, !- Vertex 7 Z-coordinate {m}
, !- Vertex 8 X-coordinate {m}
, !- Vertex 8 Y-coordinate {m}
, !- Vertex 8 Z-coordinate {m}
, !- Vertex 9 X-coordinate {m}
, !- Vertex 9 Y-coordinate {m}
, !- Vertex 9 Z-coordinate {m}
, !- Vertex 10 X-coordinate {m}
, !- Vertex 10 Y-coordinate {m}
, !- Vertex 10 Z-coordinate {m}
, !- Vertex 11 X-coordinate {m}
, !- Vertex 11 Y-coordinate {m}
, !- Vertex 11 Z-coordinate {m}
, !- Vertex 12 X-coordinate {m}
, !- Vertex 12 Y-coordinate {m}
, !- Vertex 12 Z-coordinate {m}
, !- Vertex 13 X-coordinate {m}
, !- Vertex 13 Y-coordinate {m}
, !- Vertex 13 Z-coordinate {m}
, !- Vertex 14 X-coordinate {m}
, !- Vertex 14 Y-coordinate {m}
, !- Vertex 14 Z-coordinate {m}
, !- Vertex 15 X-coordinate {m}
, !- Vertex 15 Y-coordinate {m}
, !- Vertex 15 Z-coordinate {m}
, !- Vertex 16 X-coordinate {m}
, !- Vertex 16 Y-coordinate {m}
, !- Vertex 16 Z-coordinate {m}
, !- Vertex 17 X-coordinate {m}
, !- Vertex 17 Y-coordinate {m}
, !- Vertex 17 Z-coordinate {m}
, !- Vertex 18 X-coordinate {m}
, !- Vertex 18 Y-coordinate {m}
, !- Vertex 18 Z-coordinate {m}
, !- Vertex 19 X-coordinate {m}
, !- Vertex 19 Y-coordinate {m}
, !- Vertex 19 Z-coordinate {m}
, !- Vertex 20 X-coordinate {m}
, !- Vertex 20 Y-coordinate {m}
; !- Vertex 20 Z-coordinate {m}
BuildingSurface:Detailed,
L1-101-SalesRefrigerationEndcap3_Srf_6, !- Name
Wall, !- Surface Type
Hole, !- Construction Name
L1-101-SalesRefrigerationEndcap3 Thermal Zone, !- Zone Name
Surface, !- Outside Boundary Condition
L1-101-SalesAisle9_Srf_3,!- Outside Boundary Condition Object
NoSun, !- Sun Exposure
NoWind, !- Wind Exposure
, !- View Factor to Ground
4, !- Number of Vertices
66.272, !- Vertex 1 X-coordinate {m}
35.296, !- Vertex 1 Y-coordinate {m}
2.134, !- Vertex 1 Z-coordinate {m}
66.272, !- Vertex 2 X-coordinate {m}
35.296, !- Vertex 2 Y-coordinate {m}
0, !- Vertex 2 Z-coordinate {m}
65.196, !- Vertex 3 X-coordinate {m}
35.296, !- Vertex 3 Y-coordinate {m}
0, !- Vertex 3 Z-coordinate {m}
65.196, !- Vertex 4 X-coordinate {m}
35.296, !- Vertex 4 Y-coordinate {m}
2.134, !- Vertex 4 Z-coordinate {m}
, !- Vertex 5 X-coordinate {m}
, !- Vertex 5 Y-coordinate {m}
, !- Vertex 5 Z-coordinate {m}
, !- Vertex 6 X-coordinate {m}
, !- Vertex 6 Y-coordinate {m}
, !- Vertex 6 Z-coordinate {m}
, !- Vertex 7 X-coordinate {m}
, !- Vertex 7 Y-coordinate {m}
, !- Vertex 7 Z-coordinate {m}
, !- Vertex 8 X-coordinate {m}
, !- Vertex 8 Y-coordinate {m}
, !- Vertex 8 Z-coordinate {m}
, !- Vertex 9 X-coordinate {m}
, !- Vertex 9 Y-coordinate {m}
, !- Vertex 9 Z-coordinate {m}
, !- Vertex 10 X-coordinate {m}
, !- Vertex 10 Y-coordinate {m}
, !- Vertex 10 Z-coordinate {m}
, !- Vertex 11 X-coordinate {m}
, !- Vertex 11 Y-coordinate {m}
, !- Vertex 11 Z-coordinate {m}
, !- Vertex 12 X-coordinate {m}
, !- Vertex 12 Y-coordinate {m}
, !- Vertex 12 Z-coordinate {m}
, !- Vertex 13 X-coordinate {m}
, !- Vertex 13 Y-coordinate {m}
, !- Vertex 13 Z-coordinate {m}
, !- Vertex 14 X-coordinate {m}
, !- Vertex 14 Y-coordinate {m}
, !- Vertex 14 Z-coordinate {m}
, !- Vertex 15 X-coordinate {m}
, !- Vertex 15 Y-coordinate {m}
, !- Vertex 15 Z-coordinate {m}
, !- Vertex 16 X-coordinate {m}
, !- Vertex 16 Y-coordinate {m}
, !- Vertex 16 Z-coordinate {m}
, !- Vertex 17 X-coordinate {m}
, !- Vertex 17 Y-coordinate {m}
, !- Vertex 17 Z-coordinate {m}
, !- Vertex 18 X-coordinate {m}
, !- Vertex 18 Y-coordinate {m}
, !- Vertex 18 Z-coordinate {m}
, !- Vertex 19 X-coordinate {m}
, !- Vertex 19 Y-coordinate {m}
, !- Vertex 19 Z-coordinate {m}
, !- Vertex 20 X-coordinate {m}
, !- Vertex 20 Y-coordinate {m}
; !- Vertex 20 Z-coordinate {m}
BuildingSurface:Detailed,
L1-101-SalesRefrigerationEndcap3_Srf_7, !- Name
Roof, !- Surface Type
Roof_BOH, !- Construction Name
L1-101-SalesRefrigerationEndcap3 Thermal Zone, !- Zone Name
Outdoors, !- Outside Boundary Condition
, !- Outside Boundary Condition Object
SunExposed, !- Sun Exposure
WindExposed, !- Wind Exposure
, !- View Factor to Ground
4, !- Number of Vertices
65.196, !- Vertex 1 X-coordinate {m}
35.296, !- Vertex 1 Y-coordinate {m}
2.134, !- Vertex 1 Z-coordinate {m}
65.196, !- Vertex 2 X-coordinate {m}
33.284, !- Vertex 2 Y-coordinate {m}
2.134, !- Vertex 2 Z-coordinate {m}
67.026, !- Vertex 3 X-coordinate {m}
33.284, !- Vertex 3 Y-coordinate {m}
2.134, !- Vertex 3 Z-coordinate {m}
67.026, !- Vertex 4 X-coordinate {m}
35.296, !- Vertex 4 Y-coordinate {m}
2.134, !- Vertex 4 Z-coordinate {m}
, !- Vertex 5 X-coordinate {m}
, !- Vertex 5 Y-coordinate {m}
, !- Vertex 5 Z-coordinate {m}
, !- Vertex 6 X-coordinate {m}
, !- Vertex 6 Y-coordinate {m}
, !- Vertex 6 Z-coordinate {m}
, !- Vertex 7 X-coordinate {m}
, !- Vertex 7 Y-coordinate {m}
, !- Vertex 7 Z-coordinate {m}
, !- Vertex 8 X-coordinate {m}
, !- Vertex 8 Y-coordinate {m}
, !- Vertex 8 Z-coordinate {m}
, !- Vertex 9 X-coordinate {m}
, !- Vertex 9 Y-coordinate {m}
, !- Vertex 9 Z-coordinate {m}
, !- Vertex 10 X-coordinate {m}
, !- Vertex 10 Y-coordinate {m}
, !- Vertex 10 Z-coordinate {m}
, !- Vertex 11 X-coordinate {m}
, !- Vertex 11 Y-coordinate {m}
, !- Vertex 11 Z-coordinate {m}
, !- Vertex 12 X-coordinate {m}
, !- Vertex 12 Y-coordinate {m}
, !- Vertex 12 Z-coordinate {m}
, !- Vertex 13 X-coordinate {m}
, !- Vertex 13 Y-coordinate {m}
, !- Vertex 13 Z-coordinate {m}
, !- Vertex 14 X-coordinate {m}
, !- Vertex 14 Y-coordinate {m}
, !- Vertex 14 Z-coordinate {m}
, !- Vertex 15 X-coordinate {m}
, !- Vertex 15 Y-coordinate {m}
, !- Vertex 15 Z-coordinate {m}
, !- Vertex 16 X-coordinate {m}
, !- Vertex 16 Y-coordinate {m}
, !- Vertex 16 Z-coordinate {m}
, !- Vertex 17 X-coordinate {m}
, !- Vertex 17 Y-coordinate {m}
, !- Vertex 17 Z-coordinate {m}
, !- Vertex 18 X-coordinate {m}
, !- Vertex 18 Y-coordinate {m}
, !- Vertex 18 Z-coordinate {m}
, !- Vertex 19 X-coordinate {m}
, !- Vertex 19 Y-coordinate {m}
, !- Vertex 19 Z-coordinate {m}
, !- Vertex 20 X-coordinate {m}
, !- Vertex 20 Y-coordinate {m}
; !- Vertex 20 Z-coordinate {m}
BuildingSurface:Detailed,
L1-101-SalesRefrigerationReachInBeer_Srf_0, !- Name
Floor, !- Surface Type
Hole, !- Construction Name
L1-101-SalesRefrigerationReachInBeer Thermal Zone, !- Zone Name
ground, !- Outside Boundary Condition
, !- Outside Boundary Condition Object
NoSun, !- Sun Exposure
NoWind, !- Wind Exposure
, !- View Factor to Ground
4, !- Number of Vertices
72.847, !- Vertex 1 X-coordinate {m}
58.339, !- Vertex 1 Y-coordinate {m}
0, !- Vertex 1 Z-coordinate {m}
72.847, !- Vertex 2 X-coordinate {m}
55.992, !- Vertex 2 Y-coordinate {m}
0, !- Vertex 2 Z-coordinate {m}
65.46, !- Vertex 3 X-coordinate {m}
55.992, !- Vertex 3 Y-coordinate {m}
0, !- Vertex 3 Z-coordinate {m}
65.46, !- Vertex 4 X-coordinate {m}
58.339, !- Vertex 4 Y-coordinate {m}
0, !- Vertex 4 Z-coordinate {m}
, !- Vertex 5 X-coordinate {m}
, !- Vertex 5 Y-coordinate {m}
, !- Vertex 5 Z-coordinate {m}
, !- Vertex 6 X-coordinate {m}
, !- Vertex 6 Y-coordinate {m}
, !- Vertex 6 Z-coordinate {m}
, !- Vertex 7 X-coordinate {m}
, !- Vertex 7 Y-coordinate {m}
, !- Vertex 7 Z-coordinate {m}
, !- Vertex 8 X-coordinate {m}
, !- Vertex 8 Y-coordinate {m}
, !- Vertex 8 Z-coordinate {m}
, !- Vertex 9 X-coordinate {m}
, !- Vertex 9 Y-coordinate {m}
, !- Vertex 9 Z-coordinate {m}
, !- Vertex 10 X-coordinate {m}
, !- Vertex 10 Y-coordinate {m}
, !- Vertex 10 Z-coordinate {m}
, !- Vertex 11 X-coordinate {m}
, !- Vertex 11 Y-coordinate {m}
, !- Vertex 11 Z-coordinate {m}
, !- Vertex 12 X-coordinate {m}
, !- Vertex 12 Y-coordinate {m}
, !- Vertex 12 Z-coordinate {m}
, !- Vertex 13 X-coordinate {m}
, !- Vertex 13 Y-coordinate {m}
, !- Vertex 13 Z-coordinate {m}
, !- Vertex 14 X-coordinate {m}
, !- Vertex 14 Y-coordinate {m}
, !- Vertex 14 Z-coordinate {m}
, !- Vertex 15 X-coordinate {m}
, !- Vertex 15 Y-coordinate {m}
, !- Vertex 15 Z-coordinate {m}
, !- Vertex 16 X-coordinate {m}
, !- Vertex 16 Y-coordinate {m}
, !- Vertex 16 Z-coordinate {m}
, !- Vertex 17 X-coordinate {m}
, !- Vertex 17 Y-coordinate {m}
, !- Vertex 17 Z-coordinate {m}
, !- Vertex 18 X-coordinate {m}
, !- Vertex 18 Y-coordinate {m}
, !- Vertex 18 Z-coordinate {m}
, !- Vertex 19 X-coordinate {m}
, !- Vertex 19 Y-coordinate {m}
, !- Vertex 19 Z-coordinate {m}
, !- Vertex 20 X-coordinate {m}
, !- Vertex 20 Y-coordinate {m}
; !- Vertex 20 Z-coordinate {m}
BuildingSurface:Detailed,
L1-101-SalesRefrigerationReachInBeer_Srf_1, !- Name
Wall, !- Surface Type
Hole, !- Construction Name
L1-101-SalesRefrigerationReachInBeer Thermal Zone, !- Zone Name
Surface, !- Outside Boundary Condition
L1-101-SalesCirculationMeatSeafood_Srf_1, !- Outside Boundary Condition Object
NoSun, !- Sun Exposure
NoWind, !- Wind Exposure
, !- View Factor to Ground
4, !- Number of Vertices
65.46, !- Vertex 1 X-coordinate {m}
58.339, !- Vertex 1 Y-coordinate {m}
2.134, !- Vertex 1 Z-coordinate {m}
65.46, !- Vertex 2 X-coordinate {m}
58.339, !- Vertex 2 Y-coordinate {m}
0, !- Vertex 2 Z-coordinate {m}
65.46, !- Vertex 3 X-coordinate {m}
55.992, !- Vertex 3 Y-coordinate {m}
0, !- Vertex 3 Z-coordinate {m}
65.46, !- Vertex 4 X-coordinate {m}
55.992, !- Vertex 4 Y-coordinate {m}
2.134, !- Vertex 4 Z-coordinate {m}
, !- Vertex 5 X-coordinate {m}
, !- Vertex 5 Y-coordinate {m}
, !- Vertex 5 Z-coordinate {m}
, !- Vertex 6 X-coordinate {m}
, !- Vertex 6 Y-coordinate {m}
, !- Vertex 6 Z-coordinate {m}
, !- Vertex 7 X-coordinate {m}
, !- Vertex 7 Y-coordinate {m}
, !- Vertex 7 Z-coordinate {m}
, !- Vertex 8 X-coordinate {m}
, !- Vertex 8 Y-coordinate {m}
, !- Vertex 8 Z-coordinate {m}
, !- Vertex 9 X-coordinate {m}
, !- Vertex 9 Y-coordinate {m}
, !- Vertex 9 Z-coordinate {m}
, !- Vertex 10 X-coordinate {m}
, !- Vertex 10 Y-coordinate {m}
, !- Vertex 10 Z-coordinate {m}
, !- Vertex 11 X-coordinate {m}
, !- Vertex 11 Y-coordinate {m}
, !- Vertex 11 Z-coordinate {m}
, !- Vertex 12 X-coordinate {m}
, !- Vertex 12 Y-coordinate {m}
, !- Vertex 12 Z-coordinate {m}
, !- Vertex 13 X-coordinate {m}
, !- Vertex 13 Y-coordinate {m}
, !- Vertex 13 Z-coordinate {m}
, !- Vertex 14 X-coordinate {m}
, !- Vertex 14 Y-coordinate {m}
, !- Vertex 14 Z-coordinate {m}
, !- Vertex 15 X-coordinate {m}
, !- Vertex 15 Y-coordinate {m}
, !- Vertex 15 Z-coordinate {m}
, !- Vertex 16 X-coordinate {m}
, !- Vertex 16 Y-coordinate {m}
, !- Vertex 16 Z-coordinate {m}
, !- Vertex 17 X-coordinate {m}
, !- Vertex 17 Y-coordinate {m}
, !- Vertex 17 Z-coordinate {m}
, !- Vertex 18 X-coordinate {m}
, !- Vertex 18 Y-coordinate {m}
, !- Vertex 18 Z-coordinate {m}
, !- Vertex 19 X-coordinate {m}
, !- Vertex 19 Y-coordinate {m}
, !- Vertex 19 Z-coordinate {m}
, !- Vertex 20 X-coordinate {m}
, !- Vertex 20 Y-coordinate {m}
; !- Vertex 20 Z-coordinate {m}
BuildingSurface:Detailed,
L1-101-SalesRefrigerationReachInBeer_Srf_2, !- Name
Wall, !- Surface Type
Hole, !- Construction Name
L1-101-SalesRefrigerationReachInBeer Thermal Zone, !- Zone Name
Surface, !- Outside Boundary Condition
L1-101-SalesCirculation4_Srf_28, !- Outside Boundary Condition Object
NoSun, !- Sun Exposure
NoWind, !- Wind Exposure
, !- View Factor to Ground
4, !- Number of Vertices
65.46, !- Vertex 1 X-coordinate {m}
55.992, !- Vertex 1 Y-coordinate {m}
2.134, !- Vertex 1 Z-coordinate {m}
65.46, !- Vertex 2 X-coordinate {m}
55.992, !- Vertex 2 Y-coordinate {m}
0, !- Vertex 2 Z-coordinate {m}
72.847, !- Vertex 3 X-coordinate {m}
55.992, !- Vertex 3 Y-coordinate {m}
0, !- Vertex 3 Z-coordinate {m}
72.847, !- Vertex 4 X-coordinate {m}
55.992, !- Vertex 4 Y-coordinate {m}
2.134, !- Vertex 4 Z-coordinate {m}
, !- Vertex 5 X-coordinate {m}
, !- Vertex 5 Y-coordinate {m}
, !- Vertex 5 Z-coordinate {m}
, !- Vertex 6 X-coordinate {m}
, !- Vertex 6 Y-coordinate {m}
, !- Vertex 6 Z-coordinate {m}
, !- Vertex 7 X-coordinate {m}
, !- Vertex 7 Y-coordinate {m}
, !- Vertex 7 Z-coordinate {m}
, !- Vertex 8 X-coordinate {m}
, !- Vertex 8 Y-coordinate {m}
, !- Vertex 8 Z-coordinate {m}
, !- Vertex 9 X-coordinate {m}
, !- Vertex 9 Y-coordinate {m}
, !- Vertex 9 Z-coordinate {m}
, !- Vertex 10 X-coordinate {m}
, !- Vertex 10 Y-coordinate {m}
, !- Vertex 10 Z-coordinate {m}
, !- Vertex 11 X-coordinate {m}
, !- Vertex 11 Y-coordinate {m}
, !- Vertex 11 Z-coordinate {m}
, !- Vertex 12 X-coordinate {m}
, !- Vertex 12 Y-coordinate {m}
, !- Vertex 12 Z-coordinate {m}
, !- Vertex 13 X-coordinate {m}
, !- Vertex 13 Y-coordinate {m}
, !- Vertex 13 Z-coordinate {m}
, !- Vertex 14 X-coordinate {m}
, !- Vertex 14 Y-coordinate {m}
, !- Vertex 14 Z-coordinate {m}
, !- Vertex 15 X-coordinate {m}
, !- Vertex 15 Y-coordinate {m}
, !- Vertex 15 Z-coordinate {m}
, !- Vertex 16 X-coordinate {m}
, !- Vertex 16 Y-coordinate {m}
, !- Vertex 16 Z-coordinate {m}
, !- Vertex 17 X-coordinate {m}
, !- Vertex 17 Y-coordinate {m}
, !- Vertex 17 Z-coordinate {m}
, !- Vertex 18 X-coordinate {m}
, !- Vertex 18 Y-coordinate {m}
, !- Vertex 18 Z-coordinate {m}
, !- Vertex 19 X-coordinate {m}
, !- Vertex 19 Y-coordinate {m}
, !- Vertex 19 Z-coordinate {m}
, !- Vertex 20 X-coordinate {m}
, !- Vertex 20 Y-coordinate {m}
; !- Vertex 20 Z-coordinate {m}
BuildingSurface:Detailed,
L1-101-SalesRefrigerationReachInBeer_Srf_3, !- Name
Wall, !- Surface Type
Hole, !- Construction Name
L1-101-SalesRefrigerationReachInBeer Thermal Zone, !- Zone Name
Surface, !- Outside Boundary Condition
L1-101-SalesCirculation4_Srf_27, !- Outside Boundary Condition Object
NoSun, !- Sun Exposure
NoWind, !- Wind Exposure
, !- View Factor to Ground
4, !- Number of Vertices
72.847, !- Vertex 1 X-coordinate {m}
55.992, !- Vertex 1 Y-coordinate {m}
2.134, !- Vertex 1 Z-coordinate {m}
72.847, !- Vertex 2 X-coordinate {m}
55.992, !- Vertex 2 Y-coordinate {m}
0, !- Vertex 2 Z-coordinate {m}
72.847, !- Vertex 3 X-coordinate {m}
58.339, !- Vertex 3 Y-coordinate {m}
0, !- Vertex 3 Z-coordinate {m}
72.847, !- Vertex 4 X-coordinate {m}
58.339, !- Vertex 4 Y-coordinate {m}
2.134, !- Vertex 4 Z-coordinate {m}
, !- Vertex 5 X-coordinate {m}
, !- Vertex 5 Y-coordinate {m}
, !- Vertex 5 Z-coordinate {m}
, !- Vertex 6 X-coordinate {m}
, !- Vertex 6 Y-coordinate {m}
, !- Vertex 6 Z-coordinate {m}
, !- Vertex 7 X-coordinate {m}
, !- Vertex 7 Y-coordinate {m}
, !- Vertex 7 Z-coordinate {m}
, !- Vertex 8 X-coordinate {m}
, !- Vertex 8 Y-coordinate {m}
, !- Vertex 8 Z-coordinate {m}
, !- Vertex 9 X-coordinate {m}
, !- Vertex 9 Y-coordinate {m}
, !- Vertex 9 Z-coordinate {m}
, !- Vertex 10 X-coordinate {m}
, !- Vertex 10 Y-coordinate {m}
, !- Vertex 10 Z-coordinate {m}
, !- Vertex 11 X-coordinate {m}
, !- Vertex 11 Y-coordinate {m}
, !- Vertex 11 Z-coordinate {m}
, !- Vertex 12 X-coordinate {m}
, !- Vertex 12 Y-coordinate {m}
, !- Vertex 12 Z-coordinate {m}
, !- Vertex 13 X-coordinate {m}
, !- Vertex 13 Y-coordinate {m}
, !- Vertex 13 Z-coordinate {m}
, !- Vertex 14 X-coordinate {m}
, !- Vertex 14 Y-coordinate {m}
, !- Vertex 14 Z-coordinate {m}
, !- Vertex 15 X-coordinate {m}
, !- Vertex 15 Y-coordinate {m}
, !- Vertex 15 Z-coordinate {m}
, !- Vertex 16 X-coordinate {m}
, !- Vertex 16 Y-coordinate {m}
, !- Vertex 16 Z-coordinate {m}
, !- Vertex 17 X-coordinate {m}
, !- Vertex 17 Y-coordinate {m}
, !- Vertex 17 Z-coordinate {m}
, !- Vertex 18 X-coordinate {m}
, !- Vertex 18 Y-coordinate {m}
, !- Vertex 18 Z-coordinate {m}
, !- Vertex 19 X-coordinate {m}
, !- Vertex 19 Y-coordinate {m}
, !- Vertex 19 Z-coordinate {m}
, !- Vertex 20 X-coordinate {m}
, !- Vertex 20 Y-coordinate {m}
; !- Vertex 20 Z-coordinate {m}
BuildingSurface:Detailed,
L1-101-SalesRefrigerationReachInBeer_Srf_4, !- Name
Wall, !- Surface Type
Hole, !- Construction Name
L1-101-SalesRefrigerationReachInBeer Thermal Zone, !- Zone Name
Surface, !- Outside Boundary Condition
L1-118-PreparedFoodsPrep_Srf_5, !- Outside Boundary Condition Object
NoSun, !- Sun Exposure
NoWind, !- Wind Exposure
, !- View Factor to Ground
4, !- Number of Vertices
72.847, !- Vertex 1 X-coordinate {m}
58.339, !- Vertex 1 Y-coordinate {m}
2.134, !- Vertex 1 Z-coordinate {m}
72.847, !- Vertex 2 X-coordinate {m}
58.339, !- Vertex 2 Y-coordinate {m}
0, !- Vertex 2 Z-coordinate {m}
65.46, !- Vertex 3 X-coordinate {m}
58.339, !- Vertex 3 Y-coordinate {m}
0, !- Vertex 3 Z-coordinate {m}
65.46, !- Vertex 4 X-coordinate {m}
58.339, !- Vertex 4 Y-coordinate {m}
2.134, !- Vertex 4 Z-coordinate {m}
, !- Vertex 5 X-coordinate {m}
, !- Vertex 5 Y-coordinate {m}
, !- Vertex 5 Z-coordinate {m}
, !- Vertex 6 X-coordinate {m}
, !- Vertex 6 Y-coordinate {m}
, !- Vertex 6 Z-coordinate {m}
, !- Vertex 7 X-coordinate {m}
, !- Vertex 7 Y-coordinate {m}
, !- Vertex 7 Z-coordinate {m}
, !- Vertex 8 X-coordinate {m}
, !- Vertex 8 Y-coordinate {m}
, !- Vertex 8 Z-coordinate {m}
, !- Vertex 9 X-coordinate {m}
, !- Vertex 9 Y-coordinate {m}
, !- Vertex 9 Z-coordinate {m}
, !- Vertex 10 X-coordinate {m}
, !- Vertex 10 Y-coordinate {m}
, !- Vertex 10 Z-coordinate {m}
, !- Vertex 11 X-coordinate {m}
, !- Vertex 11 Y-coordinate {m}
, !- Vertex 11 Z-coordinate {m}
, !- Vertex 12 X-coordinate {m}
, !- Vertex 12 Y-coordinate {m}
, !- Vertex 12 Z-coordinate {m}
, !- Vertex 13 X-coordinate {m}
, !- Vertex 13 Y-coordinate {m}
, !- Vertex 13 Z-coordinate {m}
, !- Vertex 14 X-coordinate {m}
, !- Vertex 14 Y-coordinate {m}
, !- Vertex 14 Z-coordinate {m}
, !- Vertex 15 X-coordinate {m}
, !- Vertex 15 Y-coordinate {m}
, !- Vertex 15 Z-coordinate {m}
, !- Vertex 16 X-coordinate {m}
, !- Vertex 16 Y-coordinate {m}
, !- Vertex 16 Z-coordinate {m}
, !- Vertex 17 X-coordinate {m}
, !- Vertex 17 Y-coordinate {m}
, !- Vertex 17 Z-coordinate {m}
, !- Vertex 18 X-coordinate {m}
, !- Vertex 18 Y-coordinate {m}
, !- Vertex 18 Z-coordinate {m}
, !- Vertex 19 X-coordinate {m}
, !- Vertex 19 Y-coordinate {m}
, !- Vertex 19 Z-coordinate {m}
, !- Vertex 20 X-coordinate {m}
, !- Vertex 20 Y-coordinate {m}
; !- Vertex 20 Z-coordinate {m}
BuildingSurface:Detailed,
L1-101-SalesRefrigerationReachInBeer_Srf_5, !- Name
Roof, !- Surface Type
Roof_BOH, !- Construction Name
L1-101-SalesRefrigerationReachInBeer Thermal Zone, !- Zone Name
Outdoors, !- Outside Boundary Condition
, !- Outside Boundary Condition Object
SunExposed, !- Sun Exposure
WindExposed, !- Wind Exposure
, !- View Factor to Ground
4, !- Number of Vertices
65.46, !- Vertex 1 X-coordinate {m}
58.339, !- Vertex 1 Y-coordinate {m}
2.134, !- Vertex 1 Z-coordinate {m}
65.46, !- Vertex 2 X-coordinate {m}
55.992, !- Vertex 2 Y-coordinate {m}
2.134, !- Vertex 2 Z-coordinate {m}
72.847, !- Vertex 3 X-coordinate {m}
55.992, !- Vertex 3 Y-coordinate {m}
2.134, !- Vertex 3 Z-coordinate {m}
72.847, !- Vertex 4 X-coordinate {m}
58.339, !- Vertex 4 Y-coordinate {m}
2.134, !- Vertex 4 Z-coordinate {m}
, !- Vertex 5 X-coordinate {m}
, !- Vertex 5 Y-coordinate {m}
, !- Vertex 5 Z-coordinate {m}
, !- Vertex 6 X-coordinate {m}
, !- Vertex 6 Y-coordinate {m}
, !- Vertex 6 Z-coordinate {m}
, !- Vertex 7 X-coordinate {m}
, !- Vertex 7 Y-coordinate {m}
, !- Vertex 7 Z-coordinate {m}
, !- Vertex 8 X-coordinate {m}
, !- Vertex 8 Y-coordinate {m}
, !- Vertex 8 Z-coordinate {m}
, !- Vertex 9 X-coordinate {m}
, !- Vertex 9 Y-coordinate {m}
, !- Vertex 9 Z-coordinate {m}
, !- Vertex 10 X-coordinate {m}
, !- Vertex 10 Y-coordinate {m}
, !- Vertex 10 Z-coordinate {m}
, !- Vertex 11 X-coordinate {m}
, !- Vertex 11 Y-coordinate {m}
, !- Vertex 11 Z-coordinate {m}
, !- Vertex 12 X-coordinate {m}
, !- Vertex 12 Y-coordinate {m}
, !- Vertex 12 Z-coordinate {m}
, !- Vertex 13 X-coordinate {m}
, !- Vertex 13 Y-coordinate {m}
, !- Vertex 13 Z-coordinate {m}
, !- Vertex 14 X-coordinate {m}
, !- Vertex 14 Y-coordinate {m}
, !- Vertex 14 Z-coordinate {m}
, !- Vertex 15 X-coordinate {m}
, !- Vertex 15 Y-coordinate {m}
, !- Vertex 15 Z-coordinate {m}
, !- Vertex 16 X-coordinate {m}
, !- Vertex 16 Y-coordinate {m}
, !- Vertex 16 Z-coordinate {m}
, !- Vertex 17 X-coordinate {m}
, !- Vertex 17 Y-coordinate {m}
, !- Vertex 17 Z-coordinate {m}
, !- Vertex 18 X-coordinate {m}
, !- Vertex 18 Y-coordinate {m}
, !- Vertex 18 Z-coordinate {m}
, !- Vertex 19 X-coordinate {m}
, !- Vertex 19 Y-coordinate {m}
, !- Vertex 19 Z-coordinate {m}
, !- Vertex 20 X-coordinate {m}
, !- Vertex 20 Y-coordinate {m}
; !- Vertex 20 Z-coordinate {m}
BuildingSurface:Detailed,
L1-101-SalesRefrigerationReachInBeverages_Srf_0, !- Name
Floor, !- Surface Type
Hole, !- Construction Name
L1-101-SalesRefrigerationReachInBeverages Thermal Zone, !- Zone Name
ground, !- Outside Boundary Condition
, !- Outside Boundary Condition Object
NoSun, !- Sun Exposure
NoWind, !- Wind Exposure
, !- View Factor to Ground
4, !- Number of Vertices
79.675, !- Vertex 1 X-coordinate {m}
34.245, !- Vertex 1 Y-coordinate {m}
0, !- Vertex 1 Z-coordinate {m}
79.675, !- Vertex 2 X-coordinate {m}
29.209, !- Vertex 2 Y-coordinate {m}
0, !- Vertex 2 Z-coordinate {m}
77.337, !- Vertex 3 X-coordinate {m}
29.209, !- Vertex 3 Y-coordinate {m}
0, !- Vertex 3 Z-coordinate {m}
77.337, !- Vertex 4 X-coordinate {m}
34.245, !- Vertex 4 Y-coordinate {m}
0, !- Vertex 4 Z-coordinate {m}
, !- Vertex 5 X-coordinate {m}
, !- Vertex 5 Y-coordinate {m}
, !- Vertex 5 Z-coordinate {m}
, !- Vertex 6 X-coordinate {m}
, !- Vertex 6 Y-coordinate {m}
, !- Vertex 6 Z-coordinate {m}
, !- Vertex 7 X-coordinate {m}
, !- Vertex 7 Y-coordinate {m}
, !- Vertex 7 Z-coordinate {m}
, !- Vertex 8 X-coordinate {m}
, !- Vertex 8 Y-coordinate {m}
, !- Vertex 8 Z-coordinate {m}
, !- Vertex 9 X-coordinate {m}
, !- Vertex 9 Y-coordinate {m}
, !- Vertex 9 Z-coordinate {m}
, !- Vertex 10 X-coordinate {m}
, !- Vertex 10 Y-coordinate {m}
, !- Vertex 10 Z-coordinate {m}
, !- Vertex 11 X-coordinate {m}
, !- Vertex 11 Y-coordinate {m}
, !- Vertex 11 Z-coordinate {m}
, !- Vertex 12 X-coordinate {m}
, !- Vertex 12 Y-coordinate {m}
, !- Vertex 12 Z-coordinate {m}
, !- Vertex 13 X-coordinate {m}
, !- Vertex 13 Y-coordinate {m}
, !- Vertex 13 Z-coordinate {m}
, !- Vertex 14 X-coordinate {m}
, !- Vertex 14 Y-coordinate {m}
, !- Vertex 14 Z-coordinate {m}
, !- Vertex 15 X-coordinate {m}
, !- Vertex 15 Y-coordinate {m}
, !- Vertex 15 Z-coordinate {m}
, !- Vertex 16 X-coordinate {m}
, !- Vertex 16 Y-coordinate {m}
, !- Vertex 16 Z-coordinate {m}
, !- Vertex 17 X-coordinate {m}
, !- Vertex 17 Y-coordinate {m}
, !- Vertex 17 Z-coordinate {m}
, !- Vertex 18 X-coordinate {m}
, !- Vertex 18 Y-coordinate {m}
, !- Vertex 18 Z-coordinate {m}
, !- Vertex 19 X-coordinate {m}
, !- Vertex 19 Y-coordinate {m}
, !- Vertex 19 Z-coordinate {m}
, !- Vertex 20 X-coordinate {m}
, !- Vertex 20 Y-coordinate {m}
; !- Vertex 20 Z-coordinate {m}
BuildingSurface:Detailed,
L1-101-SalesRefrigerationReachInBeverages_Srf_1, !- Name
Wall, !- Surface Type
Hole, !- Construction Name
L1-101-SalesRefrigerationReachInBeverages Thermal Zone, !- Zone Name
Surface, !- Outside Boundary Condition
L1-101-SalesCirculation10_Srf_6, !- Outside Boundary Condition Object
NoSun, !- Sun Exposure
NoWind, !- Wind Exposure
, !- View Factor to Ground
4, !- Number of Vertices
77.337, !- Vertex 1 X-coordinate {m}
31.364, !- Vertex 1 Y-coordinate {m}
2.134, !- Vertex 1 Z-coordinate {m}
77.337, !- Vertex 2 X-coordinate {m}
31.364, !- Vertex 2 Y-coordinate {m}
0, !- Vertex 2 Z-coordinate {m}
77.337, !- Vertex 3 X-coordinate {m}
29.209, !- Vertex 3 Y-coordinate {m}
0, !- Vertex 3 Z-coordinate {m}
77.337, !- Vertex 4 X-coordinate {m}
29.209, !- Vertex 4 Y-coordinate {m}
2.134, !- Vertex 4 Z-coordinate {m}
, !- Vertex 5 X-coordinate {m}
, !- Vertex 5 Y-coordinate {m}
, !- Vertex 5 Z-coordinate {m}
, !- Vertex 6 X-coordinate {m}
, !- Vertex 6 Y-coordinate {m}
, !- Vertex 6 Z-coordinate {m}
, !- Vertex 7 X-coordinate {m}
, !- Vertex 7 Y-coordinate {m}
, !- Vertex 7 Z-coordinate {m}
, !- Vertex 8 X-coordinate {m}
, !- Vertex 8 Y-coordinate {m}
, !- Vertex 8 Z-coordinate {m}
, !- Vertex 9 X-coordinate {m}
, !- Vertex 9 Y-coordinate {m}
, !- Vertex 9 Z-coordinate {m}
, !- Vertex 10 X-coordinate {m}
, !- Vertex 10 Y-coordinate {m}
, !- Vertex 10 Z-coordinate {m}
, !- Vertex 11 X-coordinate {m}
, !- Vertex 11 Y-coordinate {m}
, !- Vertex 11 Z-coordinate {m}
, !- Vertex 12 X-coordinate {m}
, !- Vertex 12 Y-coordinate {m}
, !- Vertex 12 Z-coordinate {m}
, !- Vertex 13 X-coordinate {m}
, !- Vertex 13 Y-coordinate {m}
, !- Vertex 13 Z-coordinate {m}
, !- Vertex 14 X-coordinate {m}
, !- Vertex 14 Y-coordinate {m}
, !- Vertex 14 Z-coordinate {m}
, !- Vertex 15 X-coordinate {m}
, !- Vertex 15 Y-coordinate {m}
, !- Vertex 15 Z-coordinate {m}
, !- Vertex 16 X-coordinate {m}
, !- Vertex 16 Y-coordinate {m}
, !- Vertex 16 Z-coordinate {m}
, !- Vertex 17 X-coordinate {m}
, !- Vertex 17 Y-coordinate {m}
, !- Vertex 17 Z-coordinate {m}
, !- Vertex 18 X-coordinate {m}
, !- Vertex 18 Y-coordinate {m}
, !- Vertex 18 Z-coordinate {m}
, !- Vertex 19 X-coordinate {m}
, !- Vertex 19 Y-coordinate {m}
, !- Vertex 19 Z-coordinate {m}
, !- Vertex 20 X-coordinate {m}
, !- Vertex 20 Y-coordinate {m}
; !- Vertex 20 Z-coordinate {m}
BuildingSurface:Detailed,
L1-101-SalesRefrigerationReachInBeverages_Srf_2, !- Name
Wall, !- Surface Type
Hole, !- Construction Name
L1-101-SalesRefrigerationReachInBeverages Thermal Zone, !- Zone Name
Surface, !- Outside Boundary Condition
L1-126-BakeryService_Srf_4, !- Outside Boundary Condition Object
NoSun, !- Sun Exposure
NoWind, !- Wind Exposure
, !- View Factor to Ground
4, !- Number of Vertices
77.337, !- Vertex 1 X-coordinate {m}
29.209, !- Vertex 1 Y-coordinate {m}
2.134, !- Vertex 1 Z-coordinate {m}
77.337, !- Vertex 2 X-coordinate {m}
29.209, !- Vertex 2 Y-coordinate {m}
0, !- Vertex 2 Z-coordinate {m}
79.675, !- Vertex 3 X-coordinate {m}
29.209, !- Vertex 3 Y-coordinate {m}
0, !- Vertex 3 Z-coordinate {m}
79.675, !- Vertex 4 X-coordinate {m}
29.209, !- Vertex 4 Y-coordinate {m}
2.134, !- Vertex 4 Z-coordinate {m}
, !- Vertex 5 X-coordinate {m}
, !- Vertex 5 Y-coordinate {m}
, !- Vertex 5 Z-coordinate {m}
, !- Vertex 6 X-coordinate {m}
, !- Vertex 6 Y-coordinate {m}
, !- Vertex 6 Z-coordinate {m}
, !- Vertex 7 X-coordinate {m}
, !- Vertex 7 Y-coordinate {m}
, !- Vertex 7 Z-coordinate {m}
, !- Vertex 8 X-coordinate {m}
, !- Vertex 8 Y-coordinate {m}
, !- Vertex 8 Z-coordinate {m}
, !- Vertex 9 X-coordinate {m}
, !- Vertex 9 Y-coordinate {m}
, !- Vertex 9 Z-coordinate {m}
, !- Vertex 10 X-coordinate {m}
, !- Vertex 10 Y-coordinate {m}
, !- Vertex 10 Z-coordinate {m}
, !- Vertex 11 X-coordinate {m}
, !- Vertex 11 Y-coordinate {m}
, !- Vertex 11 Z-coordinate {m}
, !- Vertex 12 X-coordinate {m}
, !- Vertex 12 Y-coordinate {m}
, !- Vertex 12 Z-coordinate {m}
, !- Vertex 13 X-coordinate {m}
, !- Vertex 13 Y-coordinate {m}
, !- Vertex 13 Z-coordinate {m}
, !- Vertex 14 X-coordinate {m}
, !- Vertex 14 Y-coordinate {m}
, !- Vertex 14 Z-coordinate {m}
, !- Vertex 15 X-coordinate {m}
, !- Vertex 15 Y-coordinate {m}
, !- Vertex 15 Z-coordinate {m}
, !- Vertex 16 X-coordinate {m}
, !- Vertex 16 Y-coordinate {m}
, !- Vertex 16 Z-coordinate {m}
, !- Vertex 17 X-coordinate {m}
, !- Vertex 17 Y-coordinate {m}
, !- Vertex 17 Z-coordinate {m}
, !- Vertex 18 X-coordinate {m}
, !- Vertex 18 Y-coordinate {m}
, !- Vertex 18 Z-coordinate {m}
, !- Vertex 19 X-coordinate {m}
, !- Vertex 19 Y-coordinate {m}
, !- Vertex 19 Z-coordinate {m}
, !- Vertex 20 X-coordinate {m}
, !- Vertex 20 Y-coordinate {m}
; !- Vertex 20 Z-coordinate {m}
BuildingSurface:Detailed,
L1-101-SalesRefrigerationReachInBeverages_Srf_3, !- Name
Wall, !- Surface Type
Wall_Exterior, !- Construction Name
L1-101-SalesRefrigerationReachInBeverages Thermal Zone, !- Zone Name
Outdoors, !- Outside Boundary Condition
, !- Outside Boundary Condition Object
SunExposed, !- Sun Exposure
WindExposed, !- Wind Exposure
, !- View Factor to Ground
4, !- Number of Vertices
79.675, !- Vertex 1 X-coordinate {m}
29.209, !- Vertex 1 Y-coordinate {m}
2.134, !- Vertex 1 Z-coordinate {m}
79.675, !- Vertex 2 X-coordinate {m}
29.209, !- Vertex 2 Y-coordinate {m}
0, !- Vertex 2 Z-coordinate {m}
79.675, !- Vertex 3 X-coordinate {m}
34.245, !- Vertex 3 Y-coordinate {m}
0, !- Vertex 3 Z-coordinate {m}
79.675, !- Vertex 4 X-coordinate {m}
34.245, !- Vertex 4 Y-coordinate {m}
2.134, !- Vertex 4 Z-coordinate {m}
, !- Vertex 5 X-coordinate {m}
, !- Vertex 5 Y-coordinate {m}
, !- Vertex 5 Z-coordinate {m}
, !- Vertex 6 X-coordinate {m}
, !- Vertex 6 Y-coordinate {m}
, !- Vertex 6 Z-coordinate {m}
, !- Vertex 7 X-coordinate {m}
, !- Vertex 7 Y-coordinate {m}
, !- Vertex 7 Z-coordinate {m}
, !- Vertex 8 X-coordinate {m}
, !- Vertex 8 Y-coordinate {m}
, !- Vertex 8 Z-coordinate {m}
, !- Vertex 9 X-coordinate {m}
, !- Vertex 9 Y-coordinate {m}
, !- Vertex 9 Z-coordinate {m}
, !- Vertex 10 X-coordinate {m}
, !- Vertex 10 Y-coordinate {m}
, !- Vertex 10 Z-coordinate {m}
, !- Vertex 11 X-coordinate {m}
, !- Vertex 11 Y-coordinate {m}
, !- Vertex 11 Z-coordinate {m}
, !- Vertex 12 X-coordinate {m}
, !- Vertex 12 Y-coordinate {m}
, !- Vertex 12 Z-coordinate {m}
, !- Vertex 13 X-coordinate {m}
, !- Vertex 13 Y-coordinate {m}
, !- Vertex 13 Z-coordinate {m}
, !- Vertex 14 X-coordinate {m}
, !- Vertex 14 Y-coordinate {m}
, !- Vertex 14 Z-coordinate {m}
, !- Vertex 15 X-coordinate {m}
, !- Vertex 15 Y-coordinate {m}
, !- Vertex 15 Z-coordinate {m}
, !- Vertex 16 X-coordinate {m}
, !- Vertex 16 Y-coordinate {m}
, !- Vertex 16 Z-coordinate {m}
, !- Vertex 17 X-coordinate {m}
, !- Vertex 17 Y-coordinate {m}
, !- Vertex 17 Z-coordinate {m}
, !- Vertex 18 X-coordinate {m}
, !- Vertex 18 Y-coordinate {m}
, !- Vertex 18 Z-coordinate {m}
, !- Vertex 19 X-coordinate {m}
, !- Vertex 19 Y-coordinate {m}
, !- Vertex 19 Z-coordinate {m}
, !- Vertex 20 X-coordinate {m}
, !- Vertex 20 Y-coordinate {m}
; !- Vertex 20 Z-coordinate {m}
BuildingSurface:Detailed,
L1-101-SalesRefrigerationReachInBeverages_Srf_4, !- Name
Wall, !- Surface Type
Hole, !- Construction Name
L1-101-SalesRefrigerationReachInBeverages Thermal Zone, !- Zone Name
Surface, !- Outside Boundary Condition
L1-101-SalesRefrigerationReachInPrepared_Srf_2, !- Outside Boundary Condition Object
NoSun, !- Sun Exposure
NoWind, !- Wind Exposure
, !- View Factor to Ground
4, !- Number of Vertices
79.675, !- Vertex 1 X-coordinate {m}
34.245, !- Vertex 1 Y-coordinate {m}
2.134, !- Vertex 1 Z-coordinate {m}
79.675, !- Vertex 2 X-coordinate {m}
34.245, !- Vertex 2 Y-coordinate {m}
0, !- Vertex 2 Z-coordinate {m}
77.337, !- Vertex 3 X-coordinate {m}
34.245, !- Vertex 3 Y-coordinate {m}
0, !- Vertex 3 Z-coordinate {m}
77.337, !- Vertex 4 X-coordinate {m}
34.245, !- Vertex 4 Y-coordinate {m}
2.134, !- Vertex 4 Z-coordinate {m}
, !- Vertex 5 X-coordinate {m}
, !- Vertex 5 Y-coordinate {m}
, !- Vertex 5 Z-coordinate {m}
, !- Vertex 6 X-coordinate {m}
, !- Vertex 6 Y-coordinate {m}
, !- Vertex 6 Z-coordinate {m}
, !- Vertex 7 X-coordinate {m}
, !- Vertex 7 Y-coordinate {m}
, !- Vertex 7 Z-coordinate {m}
, !- Vertex 8 X-coordinate {m}
, !- Vertex 8 Y-coordinate {m}
, !- Vertex 8 Z-coordinate {m}
, !- Vertex 9 X-coordinate {m}
, !- Vertex 9 Y-coordinate {m}
, !- Vertex 9 Z-coordinate {m}
, !- Vertex 10 X-coordinate {m}
, !- Vertex 10 Y-coordinate {m}
, !- Vertex 10 Z-coordinate {m}
, !- Vertex 11 X-coordinate {m}
, !- Vertex 11 Y-coordinate {m}
, !- Vertex 11 Z-coordinate {m}
, !- Vertex 12 X-coordinate {m}
, !- Vertex 12 Y-coordinate {m}
, !- Vertex 12 Z-coordinate {m}
, !- Vertex 13 X-coordinate {m}
, !- Vertex 13 Y-coordinate {m}
, !- Vertex 13 Z-coordinate {m}
, !- Vertex 14 X-coordinate {m}
, !- Vertex 14 Y-coordinate {m}
, !- Vertex 14 Z-coordinate {m}
, !- Vertex 15 X-coordinate {m}
, !- Vertex 15 Y-coordinate {m}
, !- Vertex 15 Z-coordinate {m}
, !- Vertex 16 X-coordinate {m}
, !- Vertex 16 Y-coordinate {m}
, !- Vertex 16 Z-coordinate {m}
, !- Vertex 17 X-coordinate {m}
, !- Vertex 17 Y-coordinate {m}
, !- Vertex 17 Z-coordinate {m}
, !- Vertex 18 X-coordinate {m}
, !- Vertex 18 Y-coordinate {m}
, !- Vertex 18 Z-coordinate {m}
, !- Vertex 19 X-coordinate {m}
, !- Vertex 19 Y-coordinate {m}
, !- Vertex 19 Z-coordinate {m}
, !- Vertex 20 X-coordinate {m}
, !- Vertex 20 Y-coordinate {m}
; !- Vertex 20 Z-coordinate {m}
BuildingSurface:Detailed,
L1-101-SalesRefrigerationReachInBeverages_Srf_5, !- Name
Wall, !- Surface Type
Hole, !- Construction Name
L1-101-SalesRefrigerationReachInBeverages Thermal Zone, !- Zone Name
Surface, !- Outside Boundary Condition
L1-101-SalesCirculation9_Srf_6, !- Outside Boundary Condition Object
NoSun, !- Sun Exposure
NoWind, !- Wind Exposure
, !- View Factor to Ground
4, !- Number of Vertices
77.337, !- Vertex 1 X-coordinate {m}
34.245, !- Vertex 1 Y-coordinate {m}
2.134, !- Vertex 1 Z-coordinate {m}
77.337, !- Vertex 2 X-coordinate {m}
34.245, !- Vertex 2 Y-coordinate {m}
0, !- Vertex 2 Z-coordinate {m}
77.337, !- Vertex 3 X-coordinate {m}
31.364, !- Vertex 3 Y-coordinate {m}
0, !- Vertex 3 Z-coordinate {m}
77.337, !- Vertex 4 X-coordinate {m}
31.364, !- Vertex 4 Y-coordinate {m}
2.134, !- Vertex 4 Z-coordinate {m}
, !- Vertex 5 X-coordinate {m}
, !- Vertex 5 Y-coordinate {m}
, !- Vertex 5 Z-coordinate {m}
, !- Vertex 6 X-coordinate {m}
, !- Vertex 6 Y-coordinate {m}
, !- Vertex 6 Z-coordinate {m}
, !- Vertex 7 X-coordinate {m}
, !- Vertex 7 Y-coordinate {m}
, !- Vertex 7 Z-coordinate {m}
, !- Vertex 8 X-coordinate {m}
, !- Vertex 8 Y-coordinate {m}
, !- Vertex 8 Z-coordinate {m}
, !- Vertex 9 X-coordinate {m}
, !- Vertex 9 Y-coordinate {m}
, !- Vertex 9 Z-coordinate {m}
, !- Vertex 10 X-coordinate {m}
, !- Vertex 10 Y-coordinate {m}
, !- Vertex 10 Z-coordinate {m}
, !- Vertex 11 X-coordinate {m}
, !- Vertex 11 Y-coordinate {m}
, !- Vertex 11 Z-coordinate {m}
, !- Vertex 12 X-coordinate {m}
, !- Vertex 12 Y-coordinate {m}
, !- Vertex 12 Z-coordinate {m}
, !- Vertex 13 X-coordinate {m}
, !- Vertex 13 Y-coordinate {m}
, !- Vertex 13 Z-coordinate {m}
, !- Vertex 14 X-coordinate {m}
, !- Vertex 14 Y-coordinate {m}
, !- Vertex 14 Z-coordinate {m}
, !- Vertex 15 X-coordinate {m}
, !- Vertex 15 Y-coordinate {m}
, !- Vertex 15 Z-coordinate {m}
, !- Vertex 16 X-coordinate {m}
, !- Vertex 16 Y-coordinate {m}
, !- Vertex 16 Z-coordinate {m}
, !- Vertex 17 X-coordinate {m}
, !- Vertex 17 Y-coordinate {m}
, !- Vertex 17 Z-coordinate {m}
, !- Vertex 18 X-coordinate {m}
, !- Vertex 18 Y-coordinate {m}
, !- Vertex 18 Z-coordinate {m}
, !- Vertex 19 X-coordinate {m}
, !- Vertex 19 Y-coordinate {m}
, !- Vertex 19 Z-coordinate {m}
, !- Vertex 20 X-coordinate {m}
, !- Vertex 20 Y-coordinate {m}
; !- Vertex 20 Z-coordinate {m}
BuildingSurface:Detailed,
L1-101-SalesRefrigerationReachInBeverages_Srf_6, !- Name
Roof, !- Surface Type
Roof_BOH, !- Construction Name
L1-101-SalesRefrigerationReachInBeverages Thermal Zone, !- Zone Name
Outdoors, !- Outside Boundary Condition
, !- Outside Boundary Condition Object
SunExposed, !- Sun Exposure
WindExposed, !- Wind Exposure
, !- View Factor to Ground
4, !- Number of Vertices
77.337, !- Vertex 1 X-coordinate {m}
34.245, !- Vertex 1 Y-coordinate {m}
2.134, !- Vertex 1 Z-coordinate {m}
77.337, !- Vertex 2 X-coordinate {m}
29.209, !- Vertex 2 Y-coordinate {m}
2.134, !- Vertex 2 Z-coordinate {m}
79.675, !- Vertex 3 X-coordinate {m}
29.209, !- Vertex 3 Y-coordinate {m}
2.134, !- Vertex 3 Z-coordinate {m}
79.675, !- Vertex 4 X-coordinate {m}
34.245, !- Vertex 4 Y-coordinate {m}
2.134, !- Vertex 4 Z-coordinate {m}
, !- Vertex 5 X-coordinate {m}
, !- Vertex 5 Y-coordinate {m}
, !- Vertex 5 Z-coordinate {m}
, !- Vertex 6 X-coordinate {m}
, !- Vertex 6 Y-coordinate {m}
, !- Vertex 6 Z-coordinate {m}
, !- Vertex 7 X-coordinate {m}
, !- Vertex 7 Y-coordinate {m}
, !- Vertex 7 Z-coordinate {m}
, !- Vertex 8 X-coordinate {m}
, !- Vertex 8 Y-coordinate {m}
, !- Vertex 8 Z-coordinate {m}
, !- Vertex 9 X-coordinate {m}
, !- Vertex 9 Y-coordinate {m}
, !- Vertex 9 Z-coordinate {m}
, !- Vertex 10 X-coordinate {m}
, !- Vertex 10 Y-coordinate {m}
, !- Vertex 10 Z-coordinate {m}
, !- Vertex 11 X-coordinate {m}
, !- Vertex 11 Y-coordinate {m}
, !- Vertex 11 Z-coordinate {m}
, !- Vertex 12 X-coordinate {m}
, !- Vertex 12 Y-coordinate {m}
, !- Vertex 12 Z-coordinate {m}
, !- Vertex 13 X-coordinate {m}
, !- Vertex 13 Y-coordinate {m}
, !- Vertex 13 Z-coordinate {m}
, !- Vertex 14 X-coordinate {m}
, !- Vertex 14 Y-coordinate {m}
, !- Vertex 14 Z-coordinate {m}
, !- Vertex 15 X-coordinate {m}
, !- Vertex 15 Y-coordinate {m}
, !- Vertex 15 Z-coordinate {m}
, !- Vertex 16 X-coordinate {m}
, !- Vertex 16 Y-coordinate {m}
, !- Vertex 16 Z-coordinate {m}
, !- Vertex 17 X-coordinate {m}
, !- Vertex 17 Y-coordinate {m}
, !- Vertex 17 Z-coordinate {m}
, !- Vertex 18 X-coordinate {m}
, !- Vertex 18 Y-coordinate {m}
, !- Vertex 18 Z-coordinate {m}
, !- Vertex 19 X-coordinate {m}
, !- Vertex 19 Y-coordinate {m}
, !- Vertex 19 Z-coordinate {m}
, !- Vertex 20 X-coordinate {m}
, !- Vertex 20 Y-coordinate {m}
; !- Vertex 20 Z-coordinate {m}
BuildingSurface:Detailed,
L1-101-SalesRefrigerationReachInChees_Srf_0, !- Name
Floor, !- Surface Type
Hole, !- Construction Name
L1-101-SalesRefrigerationReachInChees Thermal Zone, !- Zone Name
ground, !- Outside Boundary Condition
, !- Outside Boundary Condition Object
NoSun, !- Sun Exposure
NoWind, !- Wind Exposure
, !- View Factor to Ground
4, !- Number of Vertices
79.675, !- Vertex 1 X-coordinate {m}
49.865, !- Vertex 1 Y-coordinate {m}
0, !- Vertex 1 Z-coordinate {m}
79.675, !- Vertex 2 X-coordinate {m}
44.075, !- Vertex 2 Y-coordinate {m}
0, !- Vertex 2 Z-coordinate {m}
77.337, !- Vertex 3 X-coordinate {m}
44.075, !- Vertex 3 Y-coordinate {m}
0, !- Vertex 3 Z-coordinate {m}
77.337, !- Vertex 4 X-coordinate {m}
49.865, !- Vertex 4 Y-coordinate {m}
0, !- Vertex 4 Z-coordinate {m}
, !- Vertex 5 X-coordinate {m}
, !- Vertex 5 Y-coordinate {m}
, !- Vertex 5 Z-coordinate {m}
, !- Vertex 6 X-coordinate {m}
, !- Vertex 6 Y-coordinate {m}
, !- Vertex 6 Z-coordinate {m}
, !- Vertex 7 X-coordinate {m}
, !- Vertex 7 Y-coordinate {m}
, !- Vertex 7 Z-coordinate {m}
, !- Vertex 8 X-coordinate {m}
, !- Vertex 8 Y-coordinate {m}
, !- Vertex 8 Z-coordinate {m}
, !- Vertex 9 X-coordinate {m}
, !- Vertex 9 Y-coordinate {m}
, !- Vertex 9 Z-coordinate {m}
, !- Vertex 10 X-coordinate {m}
, !- Vertex 10 Y-coordinate {m}
, !- Vertex 10 Z-coordinate {m}
, !- Vertex 11 X-coordinate {m}
, !- Vertex 11 Y-coordinate {m}
, !- Vertex 11 Z-coordinate {m}
, !- Vertex 12 X-coordinate {m}
, !- Vertex 12 Y-coordinate {m}
, !- Vertex 12 Z-coordinate {m}
, !- Vertex 13 X-coordinate {m}
, !- Vertex 13 Y-coordinate {m}
, !- Vertex 13 Z-coordinate {m}
, !- Vertex 14 X-coordinate {m}
, !- Vertex 14 Y-coordinate {m}
, !- Vertex 14 Z-coordinate {m}
, !- Vertex 15 X-coordinate {m}
, !- Vertex 15 Y-coordinate {m}
, !- Vertex 15 Z-coordinate {m}
, !- Vertex 16 X-coordinate {m}
, !- Vertex 16 Y-coordinate {m}
, !- Vertex 16 Z-coordinate {m}
, !- Vertex 17 X-coordinate {m}
, !- Vertex 17 Y-coordinate {m}
, !- Vertex 17 Z-coordinate {m}
, !- Vertex 18 X-coordinate {m}
, !- Vertex 18 Y-coordinate {m}
, !- Vertex 18 Z-coordinate {m}
, !- Vertex 19 X-coordinate {m}
, !- Vertex 19 Y-coordinate {m}
, !- Vertex 19 Z-coordinate {m}
, !- Vertex 20 X-coordinate {m}
, !- Vertex 20 Y-coordinate {m}
; !- Vertex 20 Z-coordinate {m}
BuildingSurface:Detailed,
L1-101-SalesRefrigerationReachInChees_Srf_1, !- Name
Wall, !- Surface Type
Hole, !- Construction Name
L1-101-SalesRefrigerationReachInChees Thermal Zone, !- Zone Name
Surface, !- Outside Boundary Condition
L1-101-SalesCirculation5_Srf_1, !- Outside Boundary Condition Object
NoSun, !- Sun Exposure
NoWind, !- Wind Exposure
, !- View Factor to Ground
4, !- Number of Vertices
77.337, !- Vertex 1 X-coordinate {m}
49.865, !- Vertex 1 Y-coordinate {m}
2.134, !- Vertex 1 Z-coordinate {m}
77.337, !- Vertex 2 X-coordinate {m}
49.865, !- Vertex 2 Y-coordinate {m}
0, !- Vertex 2 Z-coordinate {m}
77.337, !- Vertex 3 X-coordinate {m}
44.075, !- Vertex 3 Y-coordinate {m}
0, !- Vertex 3 Z-coordinate {m}
77.337, !- Vertex 4 X-coordinate {m}
44.075, !- Vertex 4 Y-coordinate {m}
2.134, !- Vertex 4 Z-coordinate {m}
, !- Vertex 5 X-coordinate {m}
, !- Vertex 5 Y-coordinate {m}
, !- Vertex 5 Z-coordinate {m}
, !- Vertex 6 X-coordinate {m}
, !- Vertex 6 Y-coordinate {m}
, !- Vertex 6 Z-coordinate {m}
, !- Vertex 7 X-coordinate {m}
, !- Vertex 7 Y-coordinate {m}
, !- Vertex 7 Z-coordinate {m}
, !- Vertex 8 X-coordinate {m}
, !- Vertex 8 Y-coordinate {m}
, !- Vertex 8 Z-coordinate {m}
, !- Vertex 9 X-coordinate {m}
, !- Vertex 9 Y-coordinate {m}
, !- Vertex 9 Z-coordinate {m}
, !- Vertex 10 X-coordinate {m}
, !- Vertex 10 Y-coordinate {m}
, !- Vertex 10 Z-coordinate {m}
, !- Vertex 11 X-coordinate {m}
, !- Vertex 11 Y-coordinate {m}
, !- Vertex 11 Z-coordinate {m}
, !- Vertex 12 X-coordinate {m}
, !- Vertex 12 Y-coordinate {m}
, !- Vertex 12 Z-coordinate {m}
, !- Vertex 13 X-coordinate {m}
, !- Vertex 13 Y-coordinate {m}
, !- Vertex 13 Z-coordinate {m}
, !- Vertex 14 X-coordinate {m}
, !- Vertex 14 Y-coordinate {m}
, !- Vertex 14 Z-coordinate {m}
, !- Vertex 15 X-coordinate {m}
, !- Vertex 15 Y-coordinate {m}
, !- Vertex 15 Z-coordinate {m}
, !- Vertex 16 X-coordinate {m}
, !- Vertex 16 Y-coordinate {m}
, !- Vertex 16 Z-coordinate {m}
, !- Vertex 17 X-coordinate {m}
, !- Vertex 17 Y-coordinate {m}
, !- Vertex 17 Z-coordinate {m}
, !- Vertex 18 X-coordinate {m}
, !- Vertex 18 Y-coordinate {m}
, !- Vertex 18 Z-coordinate {m}
, !- Vertex 19 X-coordinate {m}
, !- Vertex 19 Y-coordinate {m}
, !- Vertex 19 Z-coordinate {m}
, !- Vertex 20 X-coordinate {m}
, !- Vertex 20 Y-coordinate {m}
; !- Vertex 20 Z-coordinate {m}
BuildingSurface:Detailed,
L1-101-SalesRefrigerationReachInChees_Srf_2, !- Name
Wall, !- Surface Type
Hole, !- Construction Name
L1-101-SalesRefrigerationReachInChees Thermal Zone, !- Zone Name
Surface, !- Outside Boundary Condition
L1-101-SalesRefrigerationReachInPrepared_Srf_4, !- Outside Boundary Condition Object
NoSun, !- Sun Exposure
NoWind, !- Wind Exposure
, !- View Factor to Ground
4, !- Number of Vertices
77.337, !- Vertex 1 X-coordinate {m}
44.075, !- Vertex 1 Y-coordinate {m}
2.134, !- Vertex 1 Z-coordinate {m}
77.337, !- Vertex 2 X-coordinate {m}
44.075, !- Vertex 2 Y-coordinate {m}
0, !- Vertex 2 Z-coordinate {m}
79.675, !- Vertex 3 X-coordinate {m}
44.075, !- Vertex 3 Y-coordinate {m}
0, !- Vertex 3 Z-coordinate {m}
79.675, !- Vertex 4 X-coordinate {m}
44.075, !- Vertex 4 Y-coordinate {m}
2.134, !- Vertex 4 Z-coordinate {m}
, !- Vertex 5 X-coordinate {m}
, !- Vertex 5 Y-coordinate {m}
, !- Vertex 5 Z-coordinate {m}
, !- Vertex 6 X-coordinate {m}
, !- Vertex 6 Y-coordinate {m}
, !- Vertex 6 Z-coordinate {m}
, !- Vertex 7 X-coordinate {m}
, !- Vertex 7 Y-coordinate {m}
, !- Vertex 7 Z-coordinate {m}
, !- Vertex 8 X-coordinate {m}
, !- Vertex 8 Y-coordinate {m}
, !- Vertex 8 Z-coordinate {m}
, !- Vertex 9 X-coordinate {m}
, !- Vertex 9 Y-coordinate {m}
, !- Vertex 9 Z-coordinate {m}
, !- Vertex 10 X-coordinate {m}
, !- Vertex 10 Y-coordinate {m}
, !- Vertex 10 Z-coordinate {m}
, !- Vertex 11 X-coordinate {m}
, !- Vertex 11 Y-coordinate {m}
, !- Vertex 11 Z-coordinate {m}
, !- Vertex 12 X-coordinate {m}
, !- Vertex 12 Y-coordinate {m}
, !- Vertex 12 Z-coordinate {m}
, !- Vertex 13 X-coordinate {m}
, !- Vertex 13 Y-coordinate {m}
, !- Vertex 13 Z-coordinate {m}
, !- Vertex 14 X-coordinate {m}
, !- Vertex 14 Y-coordinate {m}
, !- Vertex 14 Z-coordinate {m}
, !- Vertex 15 X-coordinate {m}
, !- Vertex 15 Y-coordinate {m}
, !- Vertex 15 Z-coordinate {m}
, !- Vertex 16 X-coordinate {m}
, !- Vertex 16 Y-coordinate {m}
, !- Vertex 16 Z-coordinate {m}
, !- Vertex 17 X-coordinate {m}
, !- Vertex 17 Y-coordinate {m}
, !- Vertex 17 Z-coordinate {m}
, !- Vertex 18 X-coordinate {m}
, !- Vertex 18 Y-coordinate {m}
, !- Vertex 18 Z-coordinate {m}
, !- Vertex 19 X-coordinate {m}
, !- Vertex 19 Y-coordinate {m}
, !- Vertex 19 Z-coordinate {m}
, !- Vertex 20 X-coordinate {m}
, !- Vertex 20 Y-coordinate {m}
; !- Vertex 20 Z-coordinate {m}
BuildingSurface:Detailed,
L1-101-SalesRefrigerationReachInChees_Srf_3, !- Name
Wall, !- Surface Type
Wall_Exterior, !- Construction Name
L1-101-SalesRefrigerationReachInChees Thermal Zone, !- Zone Name
Outdoors, !- Outside Boundary Condition
, !- Outside Boundary Condition Object
SunExposed, !- Sun Exposure
WindExposed, !- Wind Exposure
, !- View Factor to Ground
4, !- Number of Vertices
79.675, !- Vertex 1 X-coordinate {m}
44.075, !- Vertex 1 Y-coordinate {m}
2.134, !- Vertex 1 Z-coordinate {m}
79.675, !- Vertex 2 X-coordinate {m}
44.075, !- Vertex 2 Y-coordinate {m}
0, !- Vertex 2 Z-coordinate {m}
79.675, !- Vertex 3 X-coordinate {m}
49.865, !- Vertex 3 Y-coordinate {m}
0, !- Vertex 3 Z-coordinate {m}
79.675, !- Vertex 4 X-coordinate {m}
49.865, !- Vertex 4 Y-coordinate {m}
2.134, !- Vertex 4 Z-coordinate {m}
, !- Vertex 5 X-coordinate {m}
, !- Vertex 5 Y-coordinate {m}
, !- Vertex 5 Z-coordinate {m}
, !- Vertex 6 X-coordinate {m}
, !- Vertex 6 Y-coordinate {m}
, !- Vertex 6 Z-coordinate {m}
, !- Vertex 7 X-coordinate {m}
, !- Vertex 7 Y-coordinate {m}
, !- Vertex 7 Z-coordinate {m}
, !- Vertex 8 X-coordinate {m}
, !- Vertex 8 Y-coordinate {m}
, !- Vertex 8 Z-coordinate {m}
, !- Vertex 9 X-coordinate {m}
, !- Vertex 9 Y-coordinate {m}
, !- Vertex 9 Z-coordinate {m}
, !- Vertex 10 X-coordinate {m}
, !- Vertex 10 Y-coordinate {m}
, !- Vertex 10 Z-coordinate {m}
, !- Vertex 11 X-coordinate {m}
, !- Vertex 11 Y-coordinate {m}
, !- Vertex 11 Z-coordinate {m}
, !- Vertex 12 X-coordinate {m}
, !- Vertex 12 Y-coordinate {m}
, !- Vertex 12 Z-coordinate {m}
, !- Vertex 13 X-coordinate {m}
, !- Vertex 13 Y-coordinate {m}
, !- Vertex 13 Z-coordinate {m}
, !- Vertex 14 X-coordinate {m}
, !- Vertex 14 Y-coordinate {m}
, !- Vertex 14 Z-coordinate {m}
, !- Vertex 15 X-coordinate {m}
, !- Vertex 15 Y-coordinate {m}
, !- Vertex 15 Z-coordinate {m}
, !- Vertex 16 X-coordinate {m}
, !- Vertex 16 Y-coordinate {m}
, !- Vertex 16 Z-coordinate {m}
, !- Vertex 17 X-coordinate {m}
, !- Vertex 17 Y-coordinate {m}
, !- Vertex 17 Z-coordinate {m}
, !- Vertex 18 X-coordinate {m}
, !- Vertex 18 Y-coordinate {m}
, !- Vertex 18 Z-coordinate {m}
, !- Vertex 19 X-coordinate {m}
, !- Vertex 19 Y-coordinate {m}
, !- Vertex 19 Z-coordinate {m}
, !- Vertex 20 X-coordinate {m}
, !- Vertex 20 Y-coordinate {m}
; !- Vertex 20 Z-coordinate {m}
BuildingSurface:Detailed,
L1-101-SalesRefrigerationReachInChees_Srf_4, !- Name
Wall, !- Surface Type
Hole, !- Construction Name
L1-101-SalesRefrigerationReachInChees Thermal Zone, !- Zone Name
Surface, !- Outside Boundary Condition
L1-123-Stairs_Srf_5, !- Outside Boundary Condition Object
NoSun, !- Sun Exposure
NoWind, !- Wind Exposure
, !- View Factor to Ground
4, !- Number of Vertices
79.675, !- Vertex 1 X-coordinate {m}
49.865, !- Vertex 1 Y-coordinate {m}
2.134, !- Vertex 1 Z-coordinate {m}
79.675, !- Vertex 2 X-coordinate {m}
49.865, !- Vertex 2 Y-coordinate {m}
0, !- Vertex 2 Z-coordinate {m}
77.337, !- Vertex 3 X-coordinate {m}
49.865, !- Vertex 3 Y-coordinate {m}
0, !- Vertex 3 Z-coordinate {m}
77.337, !- Vertex 4 X-coordinate {m}
49.865, !- Vertex 4 Y-coordinate {m}
2.134, !- Vertex 4 Z-coordinate {m}
, !- Vertex 5 X-coordinate {m}
, !- Vertex 5 Y-coordinate {m}
, !- Vertex 5 Z-coordinate {m}
, !- Vertex 6 X-coordinate {m}
, !- Vertex 6 Y-coordinate {m}
, !- Vertex 6 Z-coordinate {m}
, !- Vertex 7 X-coordinate {m}
, !- Vertex 7 Y-coordinate {m}
, !- Vertex 7 Z-coordinate {m}
, !- Vertex 8 X-coordinate {m}
, !- Vertex 8 Y-coordinate {m}
, !- Vertex 8 Z-coordinate {m}
, !- Vertex 9 X-coordinate {m}
, !- Vertex 9 Y-coordinate {m}
, !- Vertex 9 Z-coordinate {m}
, !- Vertex 10 X-coordinate {m}
, !- Vertex 10 Y-coordinate {m}
, !- Vertex 10 Z-coordinate {m}
, !- Vertex 11 X-coordinate {m}
, !- Vertex 11 Y-coordinate {m}
, !- Vertex 11 Z-coordinate {m}
, !- Vertex 12 X-coordinate {m}
, !- Vertex 12 Y-coordinate {m}
, !- Vertex 12 Z-coordinate {m}
, !- Vertex 13 X-coordinate {m}
, !- Vertex 13 Y-coordinate {m}
, !- Vertex 13 Z-coordinate {m}
, !- Vertex 14 X-coordinate {m}
, !- Vertex 14 Y-coordinate {m}
, !- Vertex 14 Z-coordinate {m}
, !- Vertex 15 X-coordinate {m}
, !- Vertex 15 Y-coordinate {m}
, !- Vertex 15 Z-coordinate {m}
, !- Vertex 16 X-coordinate {m}
, !- Vertex 16 Y-coordinate {m}
, !- Vertex 16 Z-coordinate {m}
, !- Vertex 17 X-coordinate {m}
, !- Vertex 17 Y-coordinate {m}
, !- Vertex 17 Z-coordinate {m}
, !- Vertex 18 X-coordinate {m}
, !- Vertex 18 Y-coordinate {m}
, !- Vertex 18 Z-coordinate {m}
, !- Vertex 19 X-coordinate {m}
, !- Vertex 19 Y-coordinate {m}
, !- Vertex 19 Z-coordinate {m}
, !- Vertex 20 X-coordinate {m}
, !- Vertex 20 Y-coordinate {m}
; !- Vertex 20 Z-coordinate {m}
BuildingSurface:Detailed,
L1-101-SalesRefrigerationReachInChees_Srf_5, !- Name
Roof, !- Surface Type
Roof_BOH, !- Construction Name
L1-101-SalesRefrigerationReachInChees Thermal Zone, !- Zone Name
Outdoors, !- Outside Boundary Condition
, !- Outside Boundary Condition Object
SunExposed, !- Sun Exposure
WindExposed, !- Wind Exposure
, !- View Factor to Ground
4, !- Number of Vertices
77.337, !- Vertex 1 X-coordinate {m}
49.865, !- Vertex 1 Y-coordinate {m}
2.134, !- Vertex 1 Z-coordinate {m}
77.337, !- Vertex 2 X-coordinate {m}
44.075, !- Vertex 2 Y-coordinate {m}
2.134, !- Vertex 2 Z-coordinate {m}
79.675, !- Vertex 3 X-coordinate {m}
44.075, !- Vertex 3 Y-coordinate {m}
2.134, !- Vertex 3 Z-coordinate {m}
79.675, !- Vertex 4 X-coordinate {m}
49.865, !- Vertex 4 Y-coordinate {m}
2.134, !- Vertex 4 Z-coordinate {m}
, !- Vertex 5 X-coordinate {m}
, !- Vertex 5 Y-coordinate {m}
, !- Vertex 5 Z-coordinate {m}
, !- Vertex 6 X-coordinate {m}
, !- Vertex 6 Y-coordinate {m}
, !- Vertex 6 Z-coordinate {m}
, !- Vertex 7 X-coordinate {m}
, !- Vertex 7 Y-coordinate {m}
, !- Vertex 7 Z-coordinate {m}
, !- Vertex 8 X-coordinate {m}
, !- Vertex 8 Y-coordinate {m}
, !- Vertex 8 Z-coordinate {m}
, !- Vertex 9 X-coordinate {m}
, !- Vertex 9 Y-coordinate {m}
, !- Vertex 9 Z-coordinate {m}
, !- Vertex 10 X-coordinate {m}
, !- Vertex 10 Y-coordinate {m}
, !- Vertex 10 Z-coordinate {m}
, !- Vertex 11 X-coordinate {m}
, !- Vertex 11 Y-coordinate {m}
, !- Vertex 11 Z-coordinate {m}
, !- Vertex 12 X-coordinate {m}
, !- Vertex 12 Y-coordinate {m}
, !- Vertex 12 Z-coordinate {m}
, !- Vertex 13 X-coordinate {m}
, !- Vertex 13 Y-coordinate {m}
, !- Vertex 13 Z-coordinate {m}
, !- Vertex 14 X-coordinate {m}
, !- Vertex 14 Y-coordinate {m}
, !- Vertex 14 Z-coordinate {m}
, !- Vertex 15 X-coordinate {m}
, !- Vertex 15 Y-coordinate {m}
, !- Vertex 15 Z-coordinate {m}
, !- Vertex 16 X-coordinate {m}
, !- Vertex 16 Y-coordinate {m}
, !- Vertex 16 Z-coordinate {m}
, !- Vertex 17 X-coordinate {m}
, !- Vertex 17 Y-coordinate {m}
, !- Vertex 17 Z-coordinate {m}
, !- Vertex 18 X-coordinate {m}
, !- Vertex 18 Y-coordinate {m}
, !- Vertex 18 Z-coordinate {m}
, !- Vertex 19 X-coordinate {m}
, !- Vertex 19 Y-coordinate {m}
, !- Vertex 19 Z-coordinate {m}
, !- Vertex 20 X-coordinate {m}
, !- Vertex 20 Y-coordinate {m}
; !- Vertex 20 Z-coordinate {m}
BuildingSurface:Detailed,
L1-101-SalesRefrigerationReachInDairy1_Srf_0, !- Name
Floor, !- Surface Type
Hole, !- Construction Name
L1-101-SalesRefrigerationReachInDairy1 Thermal Zone, !- Zone Name
ground, !- Outside Boundary Condition
, !- Outside Boundary Condition Object
NoSun, !- Sun Exposure
NoWind, !- Wind Exposure
, !- View Factor to Ground
4, !- Number of Vertices
45.872, !- Vertex 1 X-coordinate {m}
50.963, !- Vertex 1 Y-coordinate {m}
0, !- Vertex 1 Z-coordinate {m}
45.872, !- Vertex 2 X-coordinate {m}
43.769, !- Vertex 2 Y-coordinate {m}
0, !- Vertex 2 Z-coordinate {m}
43.312, !- Vertex 3 X-coordinate {m}
43.769, !- Vertex 3 Y-coordinate {m}
0, !- Vertex 3 Z-coordinate {m}
43.312, !- Vertex 4 X-coordinate {m}
50.963, !- Vertex 4 Y-coordinate {m}
0, !- Vertex 4 Z-coordinate {m}
, !- Vertex 5 X-coordinate {m}
, !- Vertex 5 Y-coordinate {m}
, !- Vertex 5 Z-coordinate {m}
, !- Vertex 6 X-coordinate {m}
, !- Vertex 6 Y-coordinate {m}
, !- Vertex 6 Z-coordinate {m}
, !- Vertex 7 X-coordinate {m}
, !- Vertex 7 Y-coordinate {m}
, !- Vertex 7 Z-coordinate {m}
, !- Vertex 8 X-coordinate {m}
, !- Vertex 8 Y-coordinate {m}
, !- Vertex 8 Z-coordinate {m}
, !- Vertex 9 X-coordinate {m}
, !- Vertex 9 Y-coordinate {m}
, !- Vertex 9 Z-coordinate {m}
, !- Vertex 10 X-coordinate {m}
, !- Vertex 10 Y-coordinate {m}
, !- Vertex 10 Z-coordinate {m}
, !- Vertex 11 X-coordinate {m}
, !- Vertex 11 Y-coordinate {m}
, !- Vertex 11 Z-coordinate {m}
, !- Vertex 12 X-coordinate {m}
, !- Vertex 12 Y-coordinate {m}
, !- Vertex 12 Z-coordinate {m}
, !- Vertex 13 X-coordinate {m}
, !- Vertex 13 Y-coordinate {m}
, !- Vertex 13 Z-coordinate {m}
, !- Vertex 14 X-coordinate {m}
, !- Vertex 14 Y-coordinate {m}
, !- Vertex 14 Z-coordinate {m}
, !- Vertex 15 X-coordinate {m}
, !- Vertex 15 Y-coordinate {m}
, !- Vertex 15 Z-coordinate {m}
, !- Vertex 16 X-coordinate {m}
, !- Vertex 16 Y-coordinate {m}
, !- Vertex 16 Z-coordinate {m}
, !- Vertex 17 X-coordinate {m}
, !- Vertex 17 Y-coordinate {m}
, !- Vertex 17 Z-coordinate {m}
, !- Vertex 18 X-coordinate {m}
, !- Vertex 18 Y-coordinate {m}
, !- Vertex 18 Z-coordinate {m}
, !- Vertex 19 X-coordinate {m}
, !- Vertex 19 Y-coordinate {m}
, !- Vertex 19 Z-coordinate {m}
, !- Vertex 20 X-coordinate {m}
, !- Vertex 20 Y-coordinate {m}
; !- Vertex 20 Z-coordinate {m}
BuildingSurface:Detailed,
L1-101-SalesRefrigerationReachInDairy1_Srf_1, !- Name
Wall, !- Surface Type
Hole, !- Construction Name
L1-101-SalesRefrigerationReachInDairy1 Thermal Zone, !- Zone Name
Surface, !- Outside Boundary Condition
L1-110-ProducePrep_Srf_8,!- Outside Boundary Condition Object
NoSun, !- Sun Exposure
NoWind, !- Wind Exposure
, !- View Factor to Ground
4, !- Number of Vertices
43.312, !- Vertex 1 X-coordinate {m}
50.963, !- Vertex 1 Y-coordinate {m}
2.134, !- Vertex 1 Z-coordinate {m}
43.312, !- Vertex 2 X-coordinate {m}
50.963, !- Vertex 2 Y-coordinate {m}
0, !- Vertex 2 Z-coordinate {m}
43.312, !- Vertex 3 X-coordinate {m}
43.769, !- Vertex 3 Y-coordinate {m}
0, !- Vertex 3 Z-coordinate {m}
43.312, !- Vertex 4 X-coordinate {m}
43.769, !- Vertex 4 Y-coordinate {m}
2.134, !- Vertex 4 Z-coordinate {m}
, !- Vertex 5 X-coordinate {m}
, !- Vertex 5 Y-coordinate {m}
, !- Vertex 5 Z-coordinate {m}
, !- Vertex 6 X-coordinate {m}
, !- Vertex 6 Y-coordinate {m}
, !- Vertex 6 Z-coordinate {m}
, !- Vertex 7 X-coordinate {m}
, !- Vertex 7 Y-coordinate {m}
, !- Vertex 7 Z-coordinate {m}
, !- Vertex 8 X-coordinate {m}
, !- Vertex 8 Y-coordinate {m}
, !- Vertex 8 Z-coordinate {m}
, !- Vertex 9 X-coordinate {m}
, !- Vertex 9 Y-coordinate {m}
, !- Vertex 9 Z-coordinate {m}
, !- Vertex 10 X-coordinate {m}
, !- Vertex 10 Y-coordinate {m}
, !- Vertex 10 Z-coordinate {m}
, !- Vertex 11 X-coordinate {m}
, !- Vertex 11 Y-coordinate {m}
, !- Vertex 11 Z-coordinate {m}
, !- Vertex 12 X-coordinate {m}
, !- Vertex 12 Y-coordinate {m}
, !- Vertex 12 Z-coordinate {m}
, !- Vertex 13 X-coordinate {m}
, !- Vertex 13 Y-coordinate {m}
, !- Vertex 13 Z-coordinate {m}
, !- Vertex 14 X-coordinate {m}
, !- Vertex 14 Y-coordinate {m}
, !- Vertex 14 Z-coordinate {m}
, !- Vertex 15 X-coordinate {m}
, !- Vertex 15 Y-coordinate {m}
, !- Vertex 15 Z-coordinate {m}
, !- Vertex 16 X-coordinate {m}
, !- Vertex 16 Y-coordinate {m}
, !- Vertex 16 Z-coordinate {m}
, !- Vertex 17 X-coordinate {m}
, !- Vertex 17 Y-coordinate {m}
, !- Vertex 17 Z-coordinate {m}
, !- Vertex 18 X-coordinate {m}
, !- Vertex 18 Y-coordinate {m}
, !- Vertex 18 Z-coordinate {m}
, !- Vertex 19 X-coordinate {m}
, !- Vertex 19 Y-coordinate {m}
, !- Vertex 19 Z-coordinate {m}
, !- Vertex 20 X-coordinate {m}
, !- Vertex 20 Y-coordinate {m}
; !- Vertex 20 Z-coordinate {m}
BuildingSurface:Detailed,
L1-101-SalesRefrigerationReachInDairy1_Srf_2, !- Name
Wall, !- Surface Type
Hole, !- Construction Name
L1-101-SalesRefrigerationReachInDairy1 Thermal Zone, !- Zone Name
Surface, !- Outside Boundary Condition
L1-104-ProduceCirculation_Srf_2, !- Outside Boundary Condition Object
NoSun, !- Sun Exposure
NoWind, !- Wind Exposure
, !- View Factor to Ground
4, !- Number of Vertices
43.312, !- Vertex 1 X-coordinate {m}
43.769, !- Vertex 1 Y-coordinate {m}
2.134, !- Vertex 1 Z-coordinate {m}
43.312, !- Vertex 2 X-coordinate {m}
43.769, !- Vertex 2 Y-coordinate {m}
0, !- Vertex 2 Z-coordinate {m}
45.872, !- Vertex 3 X-coordinate {m}
43.769, !- Vertex 3 Y-coordinate {m}
0, !- Vertex 3 Z-coordinate {m}
45.872, !- Vertex 4 X-coordinate {m}
43.769, !- Vertex 4 Y-coordinate {m}
2.134, !- Vertex 4 Z-coordinate {m}
, !- Vertex 5 X-coordinate {m}
, !- Vertex 5 Y-coordinate {m}
, !- Vertex 5 Z-coordinate {m}
, !- Vertex 6 X-coordinate {m}
, !- Vertex 6 Y-coordinate {m}
, !- Vertex 6 Z-coordinate {m}
, !- Vertex 7 X-coordinate {m}
, !- Vertex 7 Y-coordinate {m}
, !- Vertex 7 Z-coordinate {m}
, !- Vertex 8 X-coordinate {m}
, !- Vertex 8 Y-coordinate {m}
, !- Vertex 8 Z-coordinate {m}
, !- Vertex 9 X-coordinate {m}
, !- Vertex 9 Y-coordinate {m}
, !- Vertex 9 Z-coordinate {m}
, !- Vertex 10 X-coordinate {m}
, !- Vertex 10 Y-coordinate {m}
, !- Vertex 10 Z-coordinate {m}
, !- Vertex 11 X-coordinate {m}
, !- Vertex 11 Y-coordinate {m}
, !- Vertex 11 Z-coordinate {m}
, !- Vertex 12 X-coordinate {m}
, !- Vertex 12 Y-coordinate {m}
, !- Vertex 12 Z-coordinate {m}
, !- Vertex 13 X-coordinate {m}
, !- Vertex 13 Y-coordinate {m}
, !- Vertex 13 Z-coordinate {m}
, !- Vertex 14 X-coordinate {m}
, !- Vertex 14 Y-coordinate {m}
, !- Vertex 14 Z-coordinate {m}
, !- Vertex 15 X-coordinate {m}
, !- Vertex 15 Y-coordinate {m}
, !- Vertex 15 Z-coordinate {m}
, !- Vertex 16 X-coordinate {m}
, !- Vertex 16 Y-coordinate {m}
, !- Vertex 16 Z-coordinate {m}
, !- Vertex 17 X-coordinate {m}
, !- Vertex 17 Y-coordinate {m}
, !- Vertex 17 Z-coordinate {m}
, !- Vertex 18 X-coordinate {m}
, !- Vertex 18 Y-coordinate {m}
, !- Vertex 18 Z-coordinate {m}
, !- Vertex 19 X-coordinate {m}
, !- Vertex 19 Y-coordinate {m}
, !- Vertex 19 Z-coordinate {m}
, !- Vertex 20 X-coordinate {m}
, !- Vertex 20 Y-coordinate {m}
; !- Vertex 20 Z-coordinate {m}
BuildingSurface:Detailed,
L1-101-SalesRefrigerationReachInDairy1_Srf_3, !- Name
Wall, !- Surface Type
Hole, !- Construction Name
L1-101-SalesRefrigerationReachInDairy1 Thermal Zone, !- Zone Name
Surface, !- Outside Boundary Condition
L1-101-SalesAisleBulk_Srf_3, !- Outside Boundary Condition Object
NoSun, !- Sun Exposure
NoWind, !- Wind Exposure
, !- View Factor to Ground
4, !- Number of Vertices
45.872, !- Vertex 1 X-coordinate {m}
43.769, !- Vertex 1 Y-coordinate {m}
2.134, !- Vertex 1 Z-coordinate {m}
45.872, !- Vertex 2 X-coordinate {m}
43.769, !- Vertex 2 Y-coordinate {m}
0, !- Vertex 2 Z-coordinate {m}
45.872, !- Vertex 3 X-coordinate {m}
50.963, !- Vertex 3 Y-coordinate {m}
0, !- Vertex 3 Z-coordinate {m}
45.872, !- Vertex 4 X-coordinate {m}
50.963, !- Vertex 4 Y-coordinate {m}
2.134, !- Vertex 4 Z-coordinate {m}
, !- Vertex 5 X-coordinate {m}
, !- Vertex 5 Y-coordinate {m}
, !- Vertex 5 Z-coordinate {m}
, !- Vertex 6 X-coordinate {m}
, !- Vertex 6 Y-coordinate {m}
, !- Vertex 6 Z-coordinate {m}
, !- Vertex 7 X-coordinate {m}
, !- Vertex 7 Y-coordinate {m}
, !- Vertex 7 Z-coordinate {m}
, !- Vertex 8 X-coordinate {m}
, !- Vertex 8 Y-coordinate {m}
, !- Vertex 8 Z-coordinate {m}
, !- Vertex 9 X-coordinate {m}
, !- Vertex 9 Y-coordinate {m}
, !- Vertex 9 Z-coordinate {m}
, !- Vertex 10 X-coordinate {m}
, !- Vertex 10 Y-coordinate {m}
, !- Vertex 10 Z-coordinate {m}
, !- Vertex 11 X-coordinate {m}
, !- Vertex 11 Y-coordinate {m}
, !- Vertex 11 Z-coordinate {m}
, !- Vertex 12 X-coordinate {m}
, !- Vertex 12 Y-coordinate {m}
, !- Vertex 12 Z-coordinate {m}
, !- Vertex 13 X-coordinate {m}
, !- Vertex 13 Y-coordinate {m}
, !- Vertex 13 Z-coordinate {m}
, !- Vertex 14 X-coordinate {m}
, !- Vertex 14 Y-coordinate {m}
, !- Vertex 14 Z-coordinate {m}
, !- Vertex 15 X-coordinate {m}
, !- Vertex 15 Y-coordinate {m}
, !- Vertex 15 Z-coordinate {m}
, !- Vertex 16 X-coordinate {m}
, !- Vertex 16 Y-coordinate {m}
, !- Vertex 16 Z-coordinate {m}
, !- Vertex 17 X-coordinate {m}
, !- Vertex 17 Y-coordinate {m}
, !- Vertex 17 Z-coordinate {m}
, !- Vertex 18 X-coordinate {m}
, !- Vertex 18 Y-coordinate {m}
, !- Vertex 18 Z-coordinate {m}
, !- Vertex 19 X-coordinate {m}
, !- Vertex 19 Y-coordinate {m}
, !- Vertex 19 Z-coordinate {m}
, !- Vertex 20 X-coordinate {m}
, !- Vertex 20 Y-coordinate {m}
; !- Vertex 20 Z-coordinate {m}
BuildingSurface:Detailed,
L1-101-SalesRefrigerationReachInDairy1_Srf_4, !- Name
Wall, !- Surface Type
Hole, !- Construction Name
L1-101-SalesRefrigerationReachInDairy1 Thermal Zone, !- Zone Name
Surface, !- Outside Boundary Condition
L1-101-SalesRefrigerationReachInDairy2_Srf_1, !- Outside Boundary Condition Object
NoSun, !- Sun Exposure
NoWind, !- Wind Exposure
, !- View Factor to Ground
4, !- Number of Vertices
45.872, !- Vertex 1 X-coordinate {m}
50.963, !- Vertex 1 Y-coordinate {m}
2.134, !- Vertex 1 Z-coordinate {m}
45.872, !- Vertex 2 X-coordinate {m}
50.963, !- Vertex 2 Y-coordinate {m}
0, !- Vertex 2 Z-coordinate {m}
43.312, !- Vertex 3 X-coordinate {m}
50.963, !- Vertex 3 Y-coordinate {m}
0, !- Vertex 3 Z-coordinate {m}
43.312, !- Vertex 4 X-coordinate {m}
50.963, !- Vertex 4 Y-coordinate {m}
2.134, !- Vertex 4 Z-coordinate {m}
, !- Vertex 5 X-coordinate {m}
, !- Vertex 5 Y-coordinate {m}
, !- Vertex 5 Z-coordinate {m}
, !- Vertex 6 X-coordinate {m}
, !- Vertex 6 Y-coordinate {m}
, !- Vertex 6 Z-coordinate {m}
, !- Vertex 7 X-coordinate {m}
, !- Vertex 7 Y-coordinate {m}
, !- Vertex 7 Z-coordinate {m}
, !- Vertex 8 X-coordinate {m}
, !- Vertex 8 Y-coordinate {m}
, !- Vertex 8 Z-coordinate {m}
, !- Vertex 9 X-coordinate {m}
, !- Vertex 9 Y-coordinate {m}
, !- Vertex 9 Z-coordinate {m}
, !- Vertex 10 X-coordinate {m}
, !- Vertex 10 Y-coordinate {m}
, !- Vertex 10 Z-coordinate {m}
, !- Vertex 11 X-coordinate {m}
, !- Vertex 11 Y-coordinate {m}
, !- Vertex 11 Z-coordinate {m}
, !- Vertex 12 X-coordinate {m}
, !- Vertex 12 Y-coordinate {m}
, !- Vertex 12 Z-coordinate {m}
, !- Vertex 13 X-coordinate {m}
, !- Vertex 13 Y-coordinate {m}
, !- Vertex 13 Z-coordinate {m}
, !- Vertex 14 X-coordinate {m}
, !- Vertex 14 Y-coordinate {m}
, !- Vertex 14 Z-coordinate {m}
, !- Vertex 15 X-coordinate {m}
, !- Vertex 15 Y-coordinate {m}
, !- Vertex 15 Z-coordinate {m}
, !- Vertex 16 X-coordinate {m}
, !- Vertex 16 Y-coordinate {m}
, !- Vertex 16 Z-coordinate {m}
, !- Vertex 17 X-coordinate {m}
, !- Vertex 17 Y-coordinate {m}
, !- Vertex 17 Z-coordinate {m}
, !- Vertex 18 X-coordinate {m}
, !- Vertex 18 Y-coordinate {m}
, !- Vertex 18 Z-coordinate {m}
, !- Vertex 19 X-coordinate {m}
, !- Vertex 19 Y-coordinate {m}
, !- Vertex 19 Z-coordinate {m}
, !- Vertex 20 X-coordinate {m}
, !- Vertex 20 Y-coordinate {m}
; !- Vertex 20 Z-coordinate {m}
BuildingSurface:Detailed,
L1-101-SalesRefrigerationReachInDairy1_Srf_5, !- Name
Roof, !- Surface Type
Roof_BOH, !- Construction Name
L1-101-SalesRefrigerationReachInDairy1 Thermal Zone, !- Zone Name
Outdoors, !- Outside Boundary Condition
, !- Outside Boundary Condition Object
SunExposed, !- Sun Exposure
WindExposed, !- Wind Exposure
, !- View Factor to Ground
4, !- Number of Vertices
43.312, !- Vertex 1 X-coordinate {m}
50.963, !- Vertex 1 Y-coordinate {m}
2.134, !- Vertex 1 Z-coordinate {m}
43.312, !- Vertex 2 X-coordinate {m}
43.769, !- Vertex 2 Y-coordinate {m}
2.134, !- Vertex 2 Z-coordinate {m}
45.872, !- Vertex 3 X-coordinate {m}
43.769, !- Vertex 3 Y-coordinate {m}
2.134, !- Vertex 3 Z-coordinate {m}
45.872, !- Vertex 4 X-coordinate {m}
50.963, !- Vertex 4 Y-coordinate {m}
2.134, !- Vertex 4 Z-coordinate {m}
, !- Vertex 5 X-coordinate {m}
, !- Vertex 5 Y-coordinate {m}
, !- Vertex 5 Z-coordinate {m}
, !- Vertex 6 X-coordinate {m}
, !- Vertex 6 Y-coordinate {m}
, !- Vertex 6 Z-coordinate {m}
, !- Vertex 7 X-coordinate {m}
, !- Vertex 7 Y-coordinate {m}
, !- Vertex 7 Z-coordinate {m}
, !- Vertex 8 X-coordinate {m}
, !- Vertex 8 Y-coordinate {m}
, !- Vertex 8 Z-coordinate {m}
, !- Vertex 9 X-coordinate {m}
, !- Vertex 9 Y-coordinate {m}
, !- Vertex 9 Z-coordinate {m}
, !- Vertex 10 X-coordinate {m}
, !- Vertex 10 Y-coordinate {m}
, !- Vertex 10 Z-coordinate {m}
, !- Vertex 11 X-coordinate {m}
, !- Vertex 11 Y-coordinate {m}
, !- Vertex 11 Z-coordinate {m}
, !- Vertex 12 X-coordinate {m}
, !- Vertex 12 Y-coordinate {m}
, !- Vertex 12 Z-coordinate {m}
, !- Vertex 13 X-coordinate {m}
, !- Vertex 13 Y-coordinate {m}
, !- Vertex 13 Z-coordinate {m}
, !- Vertex 14 X-coordinate {m}
, !- Vertex 14 Y-coordinate {m}
, !- Vertex 14 Z-coordinate {m}
, !- Vertex 15 X-coordinate {m}
, !- Vertex 15 Y-coordinate {m}
, !- Vertex 15 Z-coordinate {m}
, !- Vertex 16 X-coordinate {m}
, !- Vertex 16 Y-coordinate {m}
, !- Vertex 16 Z-coordinate {m}
, !- Vertex 17 X-coordinate {m}
, !- Vertex 17 Y-coordinate {m}
, !- Vertex 17 Z-coordinate {m}
, !- Vertex 18 X-coordinate {m}
, !- Vertex 18 Y-coordinate {m}
, !- Vertex 18 Z-coordinate {m}
, !- Vertex 19 X-coordinate {m}
, !- Vertex 19 Y-coordinate {m}
, !- Vertex 19 Z-coordinate {m}
, !- Vertex 20 X-coordinate {m}
, !- Vertex 20 Y-coordinate {m}
; !- Vertex 20 Z-coordinate {m}
BuildingSurface:Detailed,
L1-101-SalesRefrigerationReachInDairy2_Srf_0, !- Name
Floor, !- Surface Type
Hole, !- Construction Name
L1-101-SalesRefrigerationReachInDairy2 Thermal Zone, !- Zone Name
ground, !- Outside Boundary Condition
, !- Outside Boundary Condition Object
NoSun, !- Sun Exposure
NoWind, !- Wind Exposure
, !- View Factor to Ground
5, !- Number of Vertices
45.872, !- Vertex 1 X-coordinate {m}
55.474, !- Vertex 1 Y-coordinate {m}
0, !- Vertex 1 Z-coordinate {m}
45.872, !- Vertex 2 X-coordinate {m}
50.963, !- Vertex 2 Y-coordinate {m}
0, !- Vertex 2 Z-coordinate {m}
43.312, !- Vertex 3 X-coordinate {m}
50.963, !- Vertex 3 Y-coordinate {m}
0, !- Vertex 3 Z-coordinate {m}
43.312, !- Vertex 4 X-coordinate {m}
56.479, !- Vertex 4 Y-coordinate {m}
0, !- Vertex 4 Z-coordinate {m}
44.444, !- Vertex 5 X-coordinate {m}
56.479, !- Vertex 5 Y-coordinate {m}
0, !- Vertex 5 Z-coordinate {m}
, !- Vertex 6 X-coordinate {m}
, !- Vertex 6 Y-coordinate {m}
, !- Vertex 6 Z-coordinate {m}
, !- Vertex 7 X-coordinate {m}
, !- Vertex 7 Y-coordinate {m}
, !- Vertex 7 Z-coordinate {m}
, !- Vertex 8 X-coordinate {m}
, !- Vertex 8 Y-coordinate {m}
, !- Vertex 8 Z-coordinate {m}
, !- Vertex 9 X-coordinate {m}
, !- Vertex 9 Y-coordinate {m}
, !- Vertex 9 Z-coordinate {m}
, !- Vertex 10 X-coordinate {m}
, !- Vertex 10 Y-coordinate {m}
, !- Vertex 10 Z-coordinate {m}
, !- Vertex 11 X-coordinate {m}
, !- Vertex 11 Y-coordinate {m}
, !- Vertex 11 Z-coordinate {m}
, !- Vertex 12 X-coordinate {m}
, !- Vertex 12 Y-coordinate {m}
, !- Vertex 12 Z-coordinate {m}
, !- Vertex 13 X-coordinate {m}
, !- Vertex 13 Y-coordinate {m}
, !- Vertex 13 Z-coordinate {m}
, !- Vertex 14 X-coordinate {m}
, !- Vertex 14 Y-coordinate {m}
, !- Vertex 14 Z-coordinate {m}
, !- Vertex 15 X-coordinate {m}
, !- Vertex 15 Y-coordinate {m}
, !- Vertex 15 Z-coordinate {m}
, !- Vertex 16 X-coordinate {m}
, !- Vertex 16 Y-coordinate {m}
, !- Vertex 16 Z-coordinate {m}
, !- Vertex 17 X-coordinate {m}
, !- Vertex 17 Y-coordinate {m}
, !- Vertex 17 Z-coordinate {m}
, !- Vertex 18 X-coordinate {m}
, !- Vertex 18 Y-coordinate {m}
, !- Vertex 18 Z-coordinate {m}
, !- Vertex 19 X-coordinate {m}
, !- Vertex 19 Y-coordinate {m}
, !- Vertex 19 Z-coordinate {m}
, !- Vertex 20 X-coordinate {m}
, !- Vertex 20 Y-coordinate {m}
; !- Vertex 20 Z-coordinate {m}
BuildingSurface:Detailed,
L1-101-SalesRefrigerationReachInDairy2_Srf_1, !- Name
Wall, !- Surface Type
Hole, !- Construction Name
L1-101-SalesRefrigerationReachInDairy2 Thermal Zone, !- Zone Name
Surface, !- Outside Boundary Condition
L1-101-SalesRefrigerationReachInDairy1_Srf_4, !- Outside Boundary Condition Object
NoSun, !- Sun Exposure
NoWind, !- Wind Exposure
, !- View Factor to Ground
4, !- Number of Vertices
43.312, !- Vertex 1 X-coordinate {m}
50.963, !- Vertex 1 Y-coordinate {m}
2.134, !- Vertex 1 Z-coordinate {m}
43.312, !- Vertex 2 X-coordinate {m}
50.963, !- Vertex 2 Y-coordinate {m}
0, !- Vertex 2 Z-coordinate {m}
45.872, !- Vertex 3 X-coordinate {m}
50.963, !- Vertex 3 Y-coordinate {m}
0, !- Vertex 3 Z-coordinate {m}
45.872, !- Vertex 4 X-coordinate {m}
50.963, !- Vertex 4 Y-coordinate {m}
2.134, !- Vertex 4 Z-coordinate {m}
, !- Vertex 5 X-coordinate {m}
, !- Vertex 5 Y-coordinate {m}
, !- Vertex 5 Z-coordinate {m}
, !- Vertex 6 X-coordinate {m}
, !- Vertex 6 Y-coordinate {m}
, !- Vertex 6 Z-coordinate {m}
, !- Vertex 7 X-coordinate {m}
, !- Vertex 7 Y-coordinate {m}
, !- Vertex 7 Z-coordinate {m}
, !- Vertex 8 X-coordinate {m}
, !- Vertex 8 Y-coordinate {m}
, !- Vertex 8 Z-coordinate {m}
, !- Vertex 9 X-coordinate {m}
, !- Vertex 9 Y-coordinate {m}
, !- Vertex 9 Z-coordinate {m}
, !- Vertex 10 X-coordinate {m}
, !- Vertex 10 Y-coordinate {m}
, !- Vertex 10 Z-coordinate {m}
, !- Vertex 11 X-coordinate {m}
, !- Vertex 11 Y-coordinate {m}
, !- Vertex 11 Z-coordinate {m}
, !- Vertex 12 X-coordinate {m}
, !- Vertex 12 Y-coordinate {m}
, !- Vertex 12 Z-coordinate {m}
, !- Vertex 13 X-coordinate {m}
, !- Vertex 13 Y-coordinate {m}
, !- Vertex 13 Z-coordinate {m}
, !- Vertex 14 X-coordinate {m}
, !- Vertex 14 Y-coordinate {m}
, !- Vertex 14 Z-coordinate {m}
, !- Vertex 15 X-coordinate {m}
, !- Vertex 15 Y-coordinate {m}
, !- Vertex 15 Z-coordinate {m}
, !- Vertex 16 X-coordinate {m}
, !- Vertex 16 Y-coordinate {m}
, !- Vertex 16 Z-coordinate {m}
, !- Vertex 17 X-coordinate {m}
, !- Vertex 17 Y-coordinate {m}
, !- Vertex 17 Z-coordinate {m}
, !- Vertex 18 X-coordinate {m}
, !- Vertex 18 Y-coordinate {m}
, !- Vertex 18 Z-coordinate {m}
, !- Vertex 19 X-coordinate {m}
, !- Vertex 19 Y-coordinate {m}
, !- Vertex 19 Z-coordinate {m}
, !- Vertex 20 X-coordinate {m}
, !- Vertex 20 Y-coordinate {m}
; !- Vertex 20 Z-coordinate {m}
BuildingSurface:Detailed,
L1-101-SalesRefrigerationReachInDairy2_Srf_2, !- Name
Wall, !- Surface Type
Hole, !- Construction Name
L1-101-SalesRefrigerationReachInDairy2 Thermal Zone, !- Zone Name
Surface, !- Outside Boundary Condition
L1-101-SalesAisleBulk_Srf_2, !- Outside Boundary Condition Object
NoSun, !- Sun Exposure
NoWind, !- Wind Exposure
, !- View Factor to Ground
4, !- Number of Vertices
45.872, !- Vertex 1 X-coordinate {m}
50.963, !- Vertex 1 Y-coordinate {m}
2.134, !- Vertex 1 Z-coordinate {m}
45.872, !- Vertex 2 X-coordinate {m}
50.963, !- Vertex 2 Y-coordinate {m}
0, !- Vertex 2 Z-coordinate {m}
45.872, !- Vertex 3 X-coordinate {m}
53.584, !- Vertex 3 Y-coordinate {m}
0, !- Vertex 3 Z-coordinate {m}
45.872, !- Vertex 4 X-coordinate {m}
53.584, !- Vertex 4 Y-coordinate {m}
2.134, !- Vertex 4 Z-coordinate {m}
, !- Vertex 5 X-coordinate {m}
, !- Vertex 5 Y-coordinate {m}
, !- Vertex 5 Z-coordinate {m}
, !- Vertex 6 X-coordinate {m}
, !- Vertex 6 Y-coordinate {m}
, !- Vertex 6 Z-coordinate {m}
, !- Vertex 7 X-coordinate {m}
, !- Vertex 7 Y-coordinate {m}
, !- Vertex 7 Z-coordinate {m}
, !- Vertex 8 X-coordinate {m}
, !- Vertex 8 Y-coordinate {m}
, !- Vertex 8 Z-coordinate {m}
, !- Vertex 9 X-coordinate {m}
, !- Vertex 9 Y-coordinate {m}
, !- Vertex 9 Z-coordinate {m}
, !- Vertex 10 X-coordinate {m}
, !- Vertex 10 Y-coordinate {m}
, !- Vertex 10 Z-coordinate {m}
, !- Vertex 11 X-coordinate {m}
, !- Vertex 11 Y-coordinate {m}
, !- Vertex 11 Z-coordinate {m}
, !- Vertex 12 X-coordinate {m}
, !- Vertex 12 Y-coordinate {m}
, !- Vertex 12 Z-coordinate {m}
, !- Vertex 13 X-coordinate {m}
, !- Vertex 13 Y-coordinate {m}
, !- Vertex 13 Z-coordinate {m}
, !- Vertex 14 X-coordinate {m}
, !- Vertex 14 Y-coordinate {m}
, !- Vertex 14 Z-coordinate {m}
, !- Vertex 15 X-coordinate {m}
, !- Vertex 15 Y-coordinate {m}
, !- Vertex 15 Z-coordinate {m}
, !- Vertex 16 X-coordinate {m}
, !- Vertex 16 Y-coordinate {m}
, !- Vertex 16 Z-coordinate {m}
, !- Vertex 17 X-coordinate {m}
, !- Vertex 17 Y-coordinate {m}
, !- Vertex 17 Z-coordinate {m}
, !- Vertex 18 X-coordinate {m}
, !- Vertex 18 Y-coordinate {m}
, !- Vertex 18 Z-coordinate {m}
, !- Vertex 19 X-coordinate {m}
, !- Vertex 19 Y-coordinate {m}
, !- Vertex 19 Z-coordinate {m}
, !- Vertex 20 X-coordinate {m}
, !- Vertex 20 Y-coordinate {m}
; !- Vertex 20 Z-coordinate {m}
BuildingSurface:Detailed,
L1-101-SalesRefrigerationReachInDairy2_Srf_3, !- Name
Wall, !- Surface Type
Hole, !- Construction Name
L1-101-SalesRefrigerationReachInDairy2 Thermal Zone, !- Zone Name
Surface, !- Outside Boundary Condition
L1-101-SalesCirculation3_Srf_10, !- Outside Boundary Condition Object
NoSun, !- Sun Exposure
NoWind, !- Wind Exposure
, !- View Factor to Ground
4, !- Number of Vertices
45.872, !- Vertex 1 X-coordinate {m}
53.584, !- Vertex 1 Y-coordinate {m}
2.134, !- Vertex 1 Z-coordinate {m}
45.872, !- Vertex 2 X-coordinate {m}
53.584, !- Vertex 2 Y-coordinate {m}
0, !- Vertex 2 Z-coordinate {m}
45.872, !- Vertex 3 X-coordinate {m}
55.474, !- Vertex 3 Y-coordinate {m}
0, !- Vertex 3 Z-coordinate {m}
45.872, !- Vertex 4 X-coordinate {m}
55.474, !- Vertex 4 Y-coordinate {m}
2.134, !- Vertex 4 Z-coordinate {m}
, !- Vertex 5 X-coordinate {m}
, !- Vertex 5 Y-coordinate {m}
, !- Vertex 5 Z-coordinate {m}
, !- Vertex 6 X-coordinate {m}
, !- Vertex 6 Y-coordinate {m}
, !- Vertex 6 Z-coordinate {m}
, !- Vertex 7 X-coordinate {m}
, !- Vertex 7 Y-coordinate {m}
, !- Vertex 7 Z-coordinate {m}
, !- Vertex 8 X-coordinate {m}
, !- Vertex 8 Y-coordinate {m}
, !- Vertex 8 Z-coordinate {m}
, !- Vertex 9 X-coordinate {m}
, !- Vertex 9 Y-coordinate {m}
, !- Vertex 9 Z-coordinate {m}
, !- Vertex 10 X-coordinate {m}
, !- Vertex 10 Y-coordinate {m}
, !- Vertex 10 Z-coordinate {m}
, !- Vertex 11 X-coordinate {m}
, !- Vertex 11 Y-coordinate {m}
, !- Vertex 11 Z-coordinate {m}
, !- Vertex 12 X-coordinate {m}
, !- Vertex 12 Y-coordinate {m}
, !- Vertex 12 Z-coordinate {m}
, !- Vertex 13 X-coordinate {m}
, !- Vertex 13 Y-coordinate {m}
, !- Vertex 13 Z-coordinate {m}
, !- Vertex 14 X-coordinate {m}
, !- Vertex 14 Y-coordinate {m}
, !- Vertex 14 Z-coordinate {m}
, !- Vertex 15 X-coordinate {m}
, !- Vertex 15 Y-coordinate {m}
, !- Vertex 15 Z-coordinate {m}
, !- Vertex 16 X-coordinate {m}
, !- Vertex 16 Y-coordinate {m}
, !- Vertex 16 Z-coordinate {m}
, !- Vertex 17 X-coordinate {m}
, !- Vertex 17 Y-coordinate {m}
, !- Vertex 17 Z-coordinate {m}
, !- Vertex 18 X-coordinate {m}
, !- Vertex 18 Y-coordinate {m}
, !- Vertex 18 Z-coordinate {m}
, !- Vertex 19 X-coordinate {m}
, !- Vertex 19 Y-coordinate {m}
, !- Vertex 19 Z-coordinate {m}
, !- Vertex 20 X-coordinate {m}
, !- Vertex 20 Y-coordinate {m}
; !- Vertex 20 Z-coordinate {m}
BuildingSurface:Detailed,
L1-101-SalesRefrigerationReachInDairy2_Srf_4, !- Name
Wall, !- Surface Type
Hole, !- Construction Name
L1-101-SalesRefrigerationReachInDairy2 Thermal Zone, !- Zone Name
Surface, !- Outside Boundary Condition
L1-101-SalesRefrigerationReachInDairy3_Srf_6, !- Outside Boundary Condition Object
NoSun, !- Sun Exposure
NoWind, !- Wind Exposure
, !- View Factor to Ground
4, !- Number of Vertices
45.872, !- Vertex 1 X-coordinate {m}
55.474, !- Vertex 1 Y-coordinate {m}
2.134, !- Vertex 1 Z-coordinate {m}
45.872, !- Vertex 2 X-coordinate {m}
55.474, !- Vertex 2 Y-coordinate {m}
0, !- Vertex 2 Z-coordinate {m}
44.444, !- Vertex 3 X-coordinate {m}
56.479, !- Vertex 3 Y-coordinate {m}
0, !- Vertex 3 Z-coordinate {m}
44.444, !- Vertex 4 X-coordinate {m}
56.479, !- Vertex 4 Y-coordinate {m}
2.134, !- Vertex 4 Z-coordinate {m}
, !- Vertex 5 X-coordinate {m}
, !- Vertex 5 Y-coordinate {m}
, !- Vertex 5 Z-coordinate {m}
, !- Vertex 6 X-coordinate {m}
, !- Vertex 6 Y-coordinate {m}
, !- Vertex 6 Z-coordinate {m}
, !- Vertex 7 X-coordinate {m}
, !- Vertex 7 Y-coordinate {m}
, !- Vertex 7 Z-coordinate {m}
, !- Vertex 8 X-coordinate {m}
, !- Vertex 8 Y-coordinate {m}
, !- Vertex 8 Z-coordinate {m}
, !- Vertex 9 X-coordinate {m}
, !- Vertex 9 Y-coordinate {m}
, !- Vertex 9 Z-coordinate {m}
, !- Vertex 10 X-coordinate {m}
, !- Vertex 10 Y-coordinate {m}
, !- Vertex 10 Z-coordinate {m}
, !- Vertex 11 X-coordinate {m}
, !- Vertex 11 Y-coordinate {m}
, !- Vertex 11 Z-coordinate {m}
, !- Vertex 12 X-coordinate {m}
, !- Vertex 12 Y-coordinate {m}
, !- Vertex 12 Z-coordinate {m}
, !- Vertex 13 X-coordinate {m}
, !- Vertex 13 Y-coordinate {m}
, !- Vertex 13 Z-coordinate {m}
, !- Vertex 14 X-coordinate {m}
, !- Vertex 14 Y-coordinate {m}
, !- Vertex 14 Z-coordinate {m}
, !- Vertex 15 X-coordinate {m}
, !- Vertex 15 Y-coordinate {m}
, !- Vertex 15 Z-coordinate {m}
, !- Vertex 16 X-coordinate {m}
, !- Vertex 16 Y-coordinate {m}
, !- Vertex 16 Z-coordinate {m}
, !- Vertex 17 X-coordinate {m}
, !- Vertex 17 Y-coordinate {m}
, !- Vertex 17 Z-coordinate {m}
, !- Vertex 18 X-coordinate {m}
, !- Vertex 18 Y-coordinate {m}
, !- Vertex 18 Z-coordinate {m}
, !- Vertex 19 X-coordinate {m}
, !- Vertex 19 Y-coordinate {m}
, !- Vertex 19 Z-coordinate {m}
, !- Vertex 20 X-coordinate {m}
, !- Vertex 20 Y-coordinate {m}
; !- Vertex 20 Z-coordinate {m}
BuildingSurface:Detailed,
L1-101-SalesRefrigerationReachInDairy2_Srf_5, !- Name
Wall, !- Surface Type
Hole, !- Construction Name
L1-101-SalesRefrigerationReachInDairy2 Thermal Zone, !- Zone Name
Surface, !- Outside Boundary Condition
L1-112-DairyCooler_Srf_6,!- Outside Boundary Condition Object
NoSun, !- Sun Exposure
NoWind, !- Wind Exposure
, !- View Factor to Ground
4, !- Number of Vertices
44.444, !- Vertex 1 X-coordinate {m}
56.479, !- Vertex 1 Y-coordinate {m}
2.134, !- Vertex 1 Z-coordinate {m}
44.444, !- Vertex 2 X-coordinate {m}
56.479, !- Vertex 2 Y-coordinate {m}
0, !- Vertex 2 Z-coordinate {m}
43.312, !- Vertex 3 X-coordinate {m}
56.479, !- Vertex 3 Y-coordinate {m}
0, !- Vertex 3 Z-coordinate {m}
43.312, !- Vertex 4 X-coordinate {m}
56.479, !- Vertex 4 Y-coordinate {m}
2.134, !- Vertex 4 Z-coordinate {m}
, !- Vertex 5 X-coordinate {m}
, !- Vertex 5 Y-coordinate {m}
, !- Vertex 5 Z-coordinate {m}
, !- Vertex 6 X-coordinate {m}
, !- Vertex 6 Y-coordinate {m}
, !- Vertex 6 Z-coordinate {m}
, !- Vertex 7 X-coordinate {m}
, !- Vertex 7 Y-coordinate {m}
, !- Vertex 7 Z-coordinate {m}
, !- Vertex 8 X-coordinate {m}
, !- Vertex 8 Y-coordinate {m}
, !- Vertex 8 Z-coordinate {m}
, !- Vertex 9 X-coordinate {m}
, !- Vertex 9 Y-coordinate {m}
, !- Vertex 9 Z-coordinate {m}
, !- Vertex 10 X-coordinate {m}
, !- Vertex 10 Y-coordinate {m}
, !- Vertex 10 Z-coordinate {m}
, !- Vertex 11 X-coordinate {m}
, !- Vertex 11 Y-coordinate {m}
, !- Vertex 11 Z-coordinate {m}
, !- Vertex 12 X-coordinate {m}
, !- Vertex 12 Y-coordinate {m}
, !- Vertex 12 Z-coordinate {m}
, !- Vertex 13 X-coordinate {m}
, !- Vertex 13 Y-coordinate {m}
, !- Vertex 13 Z-coordinate {m}
, !- Vertex 14 X-coordinate {m}
, !- Vertex 14 Y-coordinate {m}
, !- Vertex 14 Z-coordinate {m}
, !- Vertex 15 X-coordinate {m}
, !- Vertex 15 Y-coordinate {m}
, !- Vertex 15 Z-coordinate {m}
, !- Vertex 16 X-coordinate {m}
, !- Vertex 16 Y-coordinate {m}
, !- Vertex 16 Z-coordinate {m}
, !- Vertex 17 X-coordinate {m}
, !- Vertex 17 Y-coordinate {m}
, !- Vertex 17 Z-coordinate {m}
, !- Vertex 18 X-coordinate {m}
, !- Vertex 18 Y-coordinate {m}
, !- Vertex 18 Z-coordinate {m}
, !- Vertex 19 X-coordinate {m}
, !- Vertex 19 Y-coordinate {m}
, !- Vertex 19 Z-coordinate {m}
, !- Vertex 20 X-coordinate {m}
, !- Vertex 20 Y-coordinate {m}
; !- Vertex 20 Z-coordinate {m}
BuildingSurface:Detailed,
L1-101-SalesRefrigerationReachInDairy2_Srf_6, !- Name
Wall, !- Surface Type
Hole, !- Construction Name
L1-101-SalesRefrigerationReachInDairy2 Thermal Zone, !- Zone Name
Surface, !- Outside Boundary Condition
L1-112-DairyCooler_Srf_5,!- Outside Boundary Condition Object
NoSun, !- Sun Exposure
NoWind, !- Wind Exposure
, !- View Factor to Ground
4, !- Number of Vertices
43.312, !- Vertex 1 X-coordinate {m}
56.479, !- Vertex 1 Y-coordinate {m}
2.134, !- Vertex 1 Z-coordinate {m}
43.312, !- Vertex 2 X-coordinate {m}
56.479, !- Vertex 2 Y-coordinate {m}
0, !- Vertex 2 Z-coordinate {m}
43.312, !- Vertex 3 X-coordinate {m}
50.963, !- Vertex 3 Y-coordinate {m}
0, !- Vertex 3 Z-coordinate {m}
43.312, !- Vertex 4 X-coordinate {m}
50.963, !- Vertex 4 Y-coordinate {m}
2.134, !- Vertex 4 Z-coordinate {m}
, !- Vertex 5 X-coordinate {m}
, !- Vertex 5 Y-coordinate {m}
, !- Vertex 5 Z-coordinate {m}
, !- Vertex 6 X-coordinate {m}
, !- Vertex 6 Y-coordinate {m}
, !- Vertex 6 Z-coordinate {m}
, !- Vertex 7 X-coordinate {m}
, !- Vertex 7 Y-coordinate {m}
, !- Vertex 7 Z-coordinate {m}
, !- Vertex 8 X-coordinate {m}
, !- Vertex 8 Y-coordinate {m}
, !- Vertex 8 Z-coordinate {m}
, !- Vertex 9 X-coordinate {m}
, !- Vertex 9 Y-coordinate {m}
, !- Vertex 9 Z-coordinate {m}
, !- Vertex 10 X-coordinate {m}
, !- Vertex 10 Y-coordinate {m}
, !- Vertex 10 Z-coordinate {m}
, !- Vertex 11 X-coordinate {m}
, !- Vertex 11 Y-coordinate {m}
, !- Vertex 11 Z-coordinate {m}
, !- Vertex 12 X-coordinate {m}
, !- Vertex 12 Y-coordinate {m}
, !- Vertex 12 Z-coordinate {m}
, !- Vertex 13 X-coordinate {m}
, !- Vertex 13 Y-coordinate {m}
, !- Vertex 13 Z-coordinate {m}
, !- Vertex 14 X-coordinate {m}
, !- Vertex 14 Y-coordinate {m}
, !- Vertex 14 Z-coordinate {m}
, !- Vertex 15 X-coordinate {m}
, !- Vertex 15 Y-coordinate {m}
, !- Vertex 15 Z-coordinate {m}
, !- Vertex 16 X-coordinate {m}
, !- Vertex 16 Y-coordinate {m}
, !- Vertex 16 Z-coordinate {m}
, !- Vertex 17 X-coordinate {m}
, !- Vertex 17 Y-coordinate {m}
, !- Vertex 17 Z-coordinate {m}
, !- Vertex 18 X-coordinate {m}
, !- Vertex 18 Y-coordinate {m}
, !- Vertex 18 Z-coordinate {m}
, !- Vertex 19 X-coordinate {m}
, !- Vertex 19 Y-coordinate {m}
, !- Vertex 19 Z-coordinate {m}
, !- Vertex 20 X-coordinate {m}
, !- Vertex 20 Y-coordinate {m}
; !- Vertex 20 Z-coordinate {m}
BuildingSurface:Detailed,
L1-101-SalesRefrigerationReachInDairy2_Srf_7, !- Name
Roof, !- Surface Type
Roof_BOH, !- Construction Name
L1-101-SalesRefrigerationReachInDairy2 Thermal Zone, !- Zone Name
Outdoors, !- Outside Boundary Condition
, !- Outside Boundary Condition Object
SunExposed, !- Sun Exposure
WindExposed, !- Wind Exposure
, !- View Factor to Ground
5, !- Number of Vertices
43.312, !- Vertex 1 X-coordinate {m}
56.479, !- Vertex 1 Y-coordinate {m}
2.134, !- Vertex 1 Z-coordinate {m}
43.312, !- Vertex 2 X-coordinate {m}
50.963, !- Vertex 2 Y-coordinate {m}
2.134, !- Vertex 2 Z-coordinate {m}
45.872, !- Vertex 3 X-coordinate {m}
50.963, !- Vertex 3 Y-coordinate {m}
2.134, !- Vertex 3 Z-coordinate {m}
45.872, !- Vertex 4 X-coordinate {m}
55.474, !- Vertex 4 Y-coordinate {m}
2.134, !- Vertex 4 Z-coordinate {m}
44.444, !- Vertex 5 X-coordinate {m}
56.479, !- Vertex 5 Y-coordinate {m}
2.134, !- Vertex 5 Z-coordinate {m}
, !- Vertex 6 X-coordinate {m}
, !- Vertex 6 Y-coordinate {m}
, !- Vertex 6 Z-coordinate {m}
, !- Vertex 7 X-coordinate {m}
, !- Vertex 7 Y-coordinate {m}
, !- Vertex 7 Z-coordinate {m}
, !- Vertex 8 X-coordinate {m}
, !- Vertex 8 Y-coordinate {m}
, !- Vertex 8 Z-coordinate {m}
, !- Vertex 9 X-coordinate {m}
, !- Vertex 9 Y-coordinate {m}
, !- Vertex 9 Z-coordinate {m}
, !- Vertex 10 X-coordinate {m}
, !- Vertex 10 Y-coordinate {m}
, !- Vertex 10 Z-coordinate {m}
, !- Vertex 11 X-coordinate {m}
, !- Vertex 11 Y-coordinate {m}
, !- Vertex 11 Z-coordinate {m}
, !- Vertex 12 X-coordinate {m}
, !- Vertex 12 Y-coordinate {m}
, !- Vertex 12 Z-coordinate {m}
, !- Vertex 13 X-coordinate {m}
, !- Vertex 13 Y-coordinate {m}
, !- Vertex 13 Z-coordinate {m}
, !- Vertex 14 X-coordinate {m}
, !- Vertex 14 Y-coordinate {m}
, !- Vertex 14 Z-coordinate {m}
, !- Vertex 15 X-coordinate {m}
, !- Vertex 15 Y-coordinate {m}
, !- Vertex 15 Z-coordinate {m}
, !- Vertex 16 X-coordinate {m}
, !- Vertex 16 Y-coordinate {m}
, !- Vertex 16 Z-coordinate {m}
, !- Vertex 17 X-coordinate {m}
, !- Vertex 17 Y-coordinate {m}
, !- Vertex 17 Z-coordinate {m}
, !- Vertex 18 X-coordinate {m}
, !- Vertex 18 Y-coordinate {m}
, !- Vertex 18 Z-coordinate {m}
, !- Vertex 19 X-coordinate {m}
, !- Vertex 19 Y-coordinate {m}
, !- Vertex 19 Z-coordinate {m}
, !- Vertex 20 X-coordinate {m}
, !- Vertex 20 Y-coordinate {m}
; !- Vertex 20 Z-coordinate {m}
BuildingSurface:Detailed,
L1-101-SalesRefrigerationReachInDairy3_Srf_0, !- Name
Floor, !- Surface Type
Hole, !- Construction Name
L1-101-SalesRefrigerationReachInDairy3 Thermal Zone, !- Zone Name
ground, !- Outside Boundary Condition
, !- Outside Boundary Condition Object
NoSun, !- Sun Exposure
NoWind, !- Wind Exposure
, !- View Factor to Ground
5, !- Number of Vertices
49.53, !- Vertex 1 X-coordinate {m}
57.812, !- Vertex 1 Y-coordinate {m}
0, !- Vertex 1 Z-coordinate {m}
49.53, !- Vertex 2 X-coordinate {m}
55.474, !- Vertex 2 Y-coordinate {m}
0, !- Vertex 2 Z-coordinate {m}
45.872, !- Vertex 3 X-coordinate {m}
55.474, !- Vertex 3 Y-coordinate {m}
0, !- Vertex 3 Z-coordinate {m}
44.444, !- Vertex 4 X-coordinate {m}
56.479, !- Vertex 4 Y-coordinate {m}
0, !- Vertex 4 Z-coordinate {m}
44.444, !- Vertex 5 X-coordinate {m}
57.812, !- Vertex 5 Y-coordinate {m}
0, !- Vertex 5 Z-coordinate {m}
, !- Vertex 6 X-coordinate {m}
, !- Vertex 6 Y-coordinate {m}
, !- Vertex 6 Z-coordinate {m}
, !- Vertex 7 X-coordinate {m}
, !- Vertex 7 Y-coordinate {m}
, !- Vertex 7 Z-coordinate {m}
, !- Vertex 8 X-coordinate {m}
, !- Vertex 8 Y-coordinate {m}
, !- Vertex 8 Z-coordinate {m}
, !- Vertex 9 X-coordinate {m}
, !- Vertex 9 Y-coordinate {m}
, !- Vertex 9 Z-coordinate {m}
, !- Vertex 10 X-coordinate {m}
, !- Vertex 10 Y-coordinate {m}
, !- Vertex 10 Z-coordinate {m}
, !- Vertex 11 X-coordinate {m}
, !- Vertex 11 Y-coordinate {m}
, !- Vertex 11 Z-coordinate {m}
, !- Vertex 12 X-coordinate {m}
, !- Vertex 12 Y-coordinate {m}
, !- Vertex 12 Z-coordinate {m}
, !- Vertex 13 X-coordinate {m}
, !- Vertex 13 Y-coordinate {m}
, !- Vertex 13 Z-coordinate {m}
, !- Vertex 14 X-coordinate {m}
, !- Vertex 14 Y-coordinate {m}
, !- Vertex 14 Z-coordinate {m}
, !- Vertex 15 X-coordinate {m}
, !- Vertex 15 Y-coordinate {m}
, !- Vertex 15 Z-coordinate {m}
, !- Vertex 16 X-coordinate {m}
, !- Vertex 16 Y-coordinate {m}
, !- Vertex 16 Z-coordinate {m}
, !- Vertex 17 X-coordinate {m}
, !- Vertex 17 Y-coordinate {m}
, !- Vertex 17 Z-coordinate {m}
, !- Vertex 18 X-coordinate {m}
, !- Vertex 18 Y-coordinate {m}
, !- Vertex 18 Z-coordinate {m}
, !- Vertex 19 X-coordinate {m}
, !- Vertex 19 Y-coordinate {m}
, !- Vertex 19 Z-coordinate {m}
, !- Vertex 20 X-coordinate {m}
, !- Vertex 20 Y-coordinate {m}
; !- Vertex 20 Z-coordinate {m}
BuildingSurface:Detailed,
L1-101-SalesRefrigerationReachInDairy3_Srf_1, !- Name
Wall, !- Surface Type
Hole, !- Construction Name
L1-101-SalesRefrigerationReachInDairy3 Thermal Zone, !- Zone Name
Surface, !- Outside Boundary Condition
L1-101-SalesCirculation3_Srf_9, !- Outside Boundary Condition Object
NoSun, !- Sun Exposure
NoWind, !- Wind Exposure
, !- View Factor to Ground
4, !- Number of Vertices
45.872, !- Vertex 1 X-coordinate {m}
55.474, !- Vertex 1 Y-coordinate {m}
2.134, !- Vertex 1 Z-coordinate {m}
45.872, !- Vertex 2 X-coordinate {m}
55.474, !- Vertex 2 Y-coordinate {m}
0, !- Vertex 2 Z-coordinate {m}
49.53, !- Vertex 3 X-coordinate {m}
55.474, !- Vertex 3 Y-coordinate {m}
0, !- Vertex 3 Z-coordinate {m}
49.53, !- Vertex 4 X-coordinate {m}
55.474, !- Vertex 4 Y-coordinate {m}
2.134, !- Vertex 4 Z-coordinate {m}
, !- Vertex 5 X-coordinate {m}
, !- Vertex 5 Y-coordinate {m}
, !- Vertex 5 Z-coordinate {m}
, !- Vertex 6 X-coordinate {m}
, !- Vertex 6 Y-coordinate {m}
, !- Vertex 6 Z-coordinate {m}
, !- Vertex 7 X-coordinate {m}
, !- Vertex 7 Y-coordinate {m}
, !- Vertex 7 Z-coordinate {m}
, !- Vertex 8 X-coordinate {m}
, !- Vertex 8 Y-coordinate {m}
, !- Vertex 8 Z-coordinate {m}
, !- Vertex 9 X-coordinate {m}
, !- Vertex 9 Y-coordinate {m}
, !- Vertex 9 Z-coordinate {m}
, !- Vertex 10 X-coordinate {m}
, !- Vertex 10 Y-coordinate {m}
, !- Vertex 10 Z-coordinate {m}
, !- Vertex 11 X-coordinate {m}
, !- Vertex 11 Y-coordinate {m}
, !- Vertex 11 Z-coordinate {m}
, !- Vertex 12 X-coordinate {m}
, !- Vertex 12 Y-coordinate {m}
, !- Vertex 12 Z-coordinate {m}
, !- Vertex 13 X-coordinate {m}
, !- Vertex 13 Y-coordinate {m}
, !- Vertex 13 Z-coordinate {m}
, !- Vertex 14 X-coordinate {m}
, !- Vertex 14 Y-coordinate {m}
, !- Vertex 14 Z-coordinate {m}
, !- Vertex 15 X-coordinate {m}
, !- Vertex 15 Y-coordinate {m}
, !- Vertex 15 Z-coordinate {m}
, !- Vertex 16 X-coordinate {m}
, !- Vertex 16 Y-coordinate {m}
, !- Vertex 16 Z-coordinate {m}
, !- Vertex 17 X-coordinate {m}
, !- Vertex 17 Y-coordinate {m}
, !- Vertex 17 Z-coordinate {m}
, !- Vertex 18 X-coordinate {m}
, !- Vertex 18 Y-coordinate {m}
, !- Vertex 18 Z-coordinate {m}
, !- Vertex 19 X-coordinate {m}
, !- Vertex 19 Y-coordinate {m}
, !- Vertex 19 Z-coordinate {m}
, !- Vertex 20 X-coordinate {m}
, !- Vertex 20 Y-coordinate {m}
; !- Vertex 20 Z-coordinate {m}
BuildingSurface:Detailed,
L1-101-SalesRefrigerationReachInDairy3_Srf_2, !- Name
Wall, !- Surface Type
Hole, !- Construction Name
L1-101-SalesRefrigerationReachInDairy3 Thermal Zone, !- Zone Name
Surface, !- Outside Boundary Condition
L1-101-SalesCirculation3_Srf_8, !- Outside Boundary Condition Object
NoSun, !- Sun Exposure
NoWind, !- Wind Exposure
, !- View Factor to Ground
4, !- Number of Vertices
49.53, !- Vertex 1 X-coordinate {m}
55.474, !- Vertex 1 Y-coordinate {m}
2.134, !- Vertex 1 Z-coordinate {m}
49.53, !- Vertex 2 X-coordinate {m}
55.474, !- Vertex 2 Y-coordinate {m}
0, !- Vertex 2 Z-coordinate {m}
49.53, !- Vertex 3 X-coordinate {m}
57.812, !- Vertex 3 Y-coordinate {m}
0, !- Vertex 3 Z-coordinate {m}
49.53, !- Vertex 4 X-coordinate {m}
57.812, !- Vertex 4 Y-coordinate {m}
2.134, !- Vertex 4 Z-coordinate {m}
, !- Vertex 5 X-coordinate {m}
, !- Vertex 5 Y-coordinate {m}
, !- Vertex 5 Z-coordinate {m}
, !- Vertex 6 X-coordinate {m}
, !- Vertex 6 Y-coordinate {m}
, !- Vertex 6 Z-coordinate {m}
, !- Vertex 7 X-coordinate {m}
, !- Vertex 7 Y-coordinate {m}
, !- Vertex 7 Z-coordinate {m}
, !- Vertex 8 X-coordinate {m}
, !- Vertex 8 Y-coordinate {m}
, !- Vertex 8 Z-coordinate {m}
, !- Vertex 9 X-coordinate {m}
, !- Vertex 9 Y-coordinate {m}
, !- Vertex 9 Z-coordinate {m}
, !- Vertex 10 X-coordinate {m}
, !- Vertex 10 Y-coordinate {m}
, !- Vertex 10 Z-coordinate {m}
, !- Vertex 11 X-coordinate {m}
, !- Vertex 11 Y-coordinate {m}
, !- Vertex 11 Z-coordinate {m}
, !- Vertex 12 X-coordinate {m}
, !- Vertex 12 Y-coordinate {m}
, !- Vertex 12 Z-coordinate {m}
, !- Vertex 13 X-coordinate {m}
, !- Vertex 13 Y-coordinate {m}
, !- Vertex 13 Z-coordinate {m}
, !- Vertex 14 X-coordinate {m}
, !- Vertex 14 Y-coordinate {m}
, !- Vertex 14 Z-coordinate {m}
, !- Vertex 15 X-coordinate {m}
, !- Vertex 15 Y-coordinate {m}
, !- Vertex 15 Z-coordinate {m}
, !- Vertex 16 X-coordinate {m}
, !- Vertex 16 Y-coordinate {m}
, !- Vertex 16 Z-coordinate {m}
, !- Vertex 17 X-coordinate {m}
, !- Vertex 17 Y-coordinate {m}
, !- Vertex 17 Z-coordinate {m}
, !- Vertex 18 X-coordinate {m}
, !- Vertex 18 Y-coordinate {m}
, !- Vertex 18 Z-coordinate {m}
, !- Vertex 19 X-coordinate {m}
, !- Vertex 19 Y-coordinate {m}
, !- Vertex 19 Z-coordinate {m}
, !- Vertex 20 X-coordinate {m}
, !- Vertex 20 Y-coordinate {m}
; !- Vertex 20 Z-coordinate {m}
BuildingSurface:Detailed,
L1-101-SalesRefrigerationReachInDairy3_Srf_3, !- Name
Wall, !- Surface Type
Hole, !- Construction Name
L1-101-SalesRefrigerationReachInDairy3 Thermal Zone, !- Zone Name
Surface, !- Outside Boundary Condition
L1-114-Backstock_Srf_4, !- Outside Boundary Condition Object
NoSun, !- Sun Exposure
NoWind, !- Wind Exposure
, !- View Factor to Ground
4, !- Number of Vertices
49.53, !- Vertex 1 X-coordinate {m}
57.812, !- Vertex 1 Y-coordinate {m}
2.134, !- Vertex 1 Z-coordinate {m}
49.53, !- Vertex 2 X-coordinate {m}
57.812, !- Vertex 2 Y-coordinate {m}
0, !- Vertex 2 Z-coordinate {m}
46.421, !- Vertex 3 X-coordinate {m}
57.812, !- Vertex 3 Y-coordinate {m}
0, !- Vertex 3 Z-coordinate {m}
46.421, !- Vertex 4 X-coordinate {m}
57.812, !- Vertex 4 Y-coordinate {m}
2.134, !- Vertex 4 Z-coordinate {m}
, !- Vertex 5 X-coordinate {m}
, !- Vertex 5 Y-coordinate {m}
, !- Vertex 5 Z-coordinate {m}
, !- Vertex 6 X-coordinate {m}
, !- Vertex 6 Y-coordinate {m}
, !- Vertex 6 Z-coordinate {m}
, !- Vertex 7 X-coordinate {m}
, !- Vertex 7 Y-coordinate {m}
, !- Vertex 7 Z-coordinate {m}
, !- Vertex 8 X-coordinate {m}
, !- Vertex 8 Y-coordinate {m}
, !- Vertex 8 Z-coordinate {m}
, !- Vertex 9 X-coordinate {m}
, !- Vertex 9 Y-coordinate {m}
, !- Vertex 9 Z-coordinate {m}
, !- Vertex 10 X-coordinate {m}
, !- Vertex 10 Y-coordinate {m}
, !- Vertex 10 Z-coordinate {m}
, !- Vertex 11 X-coordinate {m}
, !- Vertex 11 Y-coordinate {m}
, !- Vertex 11 Z-coordinate {m}
, !- Vertex 12 X-coordinate {m}
, !- Vertex 12 Y-coordinate {m}
, !- Vertex 12 Z-coordinate {m}
, !- Vertex 13 X-coordinate {m}
, !- Vertex 13 Y-coordinate {m}
, !- Vertex 13 Z-coordinate {m}
, !- Vertex 14 X-coordinate {m}
, !- Vertex 14 Y-coordinate {m}
, !- Vertex 14 Z-coordinate {m}
, !- Vertex 15 X-coordinate {m}
, !- Vertex 15 Y-coordinate {m}
, !- Vertex 15 Z-coordinate {m}
, !- Vertex 16 X-coordinate {m}
, !- Vertex 16 Y-coordinate {m}
, !- Vertex 16 Z-coordinate {m}
, !- Vertex 17 X-coordinate {m}
, !- Vertex 17 Y-coordinate {m}
, !- Vertex 17 Z-coordinate {m}
, !- Vertex 18 X-coordinate {m}
, !- Vertex 18 Y-coordinate {m}
, !- Vertex 18 Z-coordinate {m}
, !- Vertex 19 X-coordinate {m}
, !- Vertex 19 Y-coordinate {m}
, !- Vertex 19 Z-coordinate {m}
, !- Vertex 20 X-coordinate {m}
, !- Vertex 20 Y-coordinate {m}
; !- Vertex 20 Z-coordinate {m}
BuildingSurface:Detailed,
L1-101-SalesRefrigerationReachInDairy3_Srf_4, !- Name
Wall, !- Surface Type
Hole, !- Construction Name
L1-101-SalesRefrigerationReachInDairy3 Thermal Zone, !- Zone Name
Surface, !- Outside Boundary Condition
L1-113-BeerCage_Srf_1, !- Outside Boundary Condition Object
NoSun, !- Sun Exposure
NoWind, !- Wind Exposure
, !- View Factor to Ground
4, !- Number of Vertices
46.421, !- Vertex 1 X-coordinate {m}
57.812, !- Vertex 1 Y-coordinate {m}
2.134, !- Vertex 1 Z-coordinate {m}
46.421, !- Vertex 2 X-coordinate {m}
57.812, !- Vertex 2 Y-coordinate {m}
0, !- Vertex 2 Z-coordinate {m}
44.444, !- Vertex 3 X-coordinate {m}
57.812, !- Vertex 3 Y-coordinate {m}
0, !- Vertex 3 Z-coordinate {m}
44.444, !- Vertex 4 X-coordinate {m}
57.812, !- Vertex 4 Y-coordinate {m}
2.134, !- Vertex 4 Z-coordinate {m}
, !- Vertex 5 X-coordinate {m}
, !- Vertex 5 Y-coordinate {m}
, !- Vertex 5 Z-coordinate {m}
, !- Vertex 6 X-coordinate {m}
, !- Vertex 6 Y-coordinate {m}
, !- Vertex 6 Z-coordinate {m}
, !- Vertex 7 X-coordinate {m}
, !- Vertex 7 Y-coordinate {m}
, !- Vertex 7 Z-coordinate {m}
, !- Vertex 8 X-coordinate {m}
, !- Vertex 8 Y-coordinate {m}
, !- Vertex 8 Z-coordinate {m}
, !- Vertex 9 X-coordinate {m}
, !- Vertex 9 Y-coordinate {m}
, !- Vertex 9 Z-coordinate {m}
, !- Vertex 10 X-coordinate {m}
, !- Vertex 10 Y-coordinate {m}
, !- Vertex 10 Z-coordinate {m}
, !- Vertex 11 X-coordinate {m}
, !- Vertex 11 Y-coordinate {m}
, !- Vertex 11 Z-coordinate {m}
, !- Vertex 12 X-coordinate {m}
, !- Vertex 12 Y-coordinate {m}
, !- Vertex 12 Z-coordinate {m}
, !- Vertex 13 X-coordinate {m}
, !- Vertex 13 Y-coordinate {m}
, !- Vertex 13 Z-coordinate {m}
, !- Vertex 14 X-coordinate {m}
, !- Vertex 14 Y-coordinate {m}
, !- Vertex 14 Z-coordinate {m}
, !- Vertex 15 X-coordinate {m}
, !- Vertex 15 Y-coordinate {m}
, !- Vertex 15 Z-coordinate {m}
, !- Vertex 16 X-coordinate {m}
, !- Vertex 16 Y-coordinate {m}
, !- Vertex 16 Z-coordinate {m}
, !- Vertex 17 X-coordinate {m}
, !- Vertex 17 Y-coordinate {m}
, !- Vertex 17 Z-coordinate {m}
, !- Vertex 18 X-coordinate {m}
, !- Vertex 18 Y-coordinate {m}
, !- Vertex 18 Z-coordinate {m}
, !- Vertex 19 X-coordinate {m}
, !- Vertex 19 Y-coordinate {m}
, !- Vertex 19 Z-coordinate {m}
, !- Vertex 20 X-coordinate {m}
, !- Vertex 20 Y-coordinate {m}
; !- Vertex 20 Z-coordinate {m}
BuildingSurface:Detailed,
L1-101-SalesRefrigerationReachInDairy3_Srf_5, !- Name
Wall, !- Surface Type
Hole, !- Construction Name
L1-101-SalesRefrigerationReachInDairy3 Thermal Zone, !- Zone Name
Surface, !- Outside Boundary Condition
L1-112-DairyCooler_Srf_7,!- Outside Boundary Condition Object
NoSun, !- Sun Exposure
NoWind, !- Wind Exposure
, !- View Factor to Ground
4, !- Number of Vertices
44.444, !- Vertex 1 X-coordinate {m}
57.812, !- Vertex 1 Y-coordinate {m}
2.134, !- Vertex 1 Z-coordinate {m}
44.444, !- Vertex 2 X-coordinate {m}
57.812, !- Vertex 2 Y-coordinate {m}
0, !- Vertex 2 Z-coordinate {m}
44.444, !- Vertex 3 X-coordinate {m}
56.479, !- Vertex 3 Y-coordinate {m}
0, !- Vertex 3 Z-coordinate {m}
44.444, !- Vertex 4 X-coordinate {m}
56.479, !- Vertex 4 Y-coordinate {m}
2.134, !- Vertex 4 Z-coordinate {m}
, !- Vertex 5 X-coordinate {m}
, !- Vertex 5 Y-coordinate {m}
, !- Vertex 5 Z-coordinate {m}
, !- Vertex 6 X-coordinate {m}
, !- Vertex 6 Y-coordinate {m}
, !- Vertex 6 Z-coordinate {m}
, !- Vertex 7 X-coordinate {m}
, !- Vertex 7 Y-coordinate {m}
, !- Vertex 7 Z-coordinate {m}
, !- Vertex 8 X-coordinate {m}
, !- Vertex 8 Y-coordinate {m}
, !- Vertex 8 Z-coordinate {m}
, !- Vertex 9 X-coordinate {m}
, !- Vertex 9 Y-coordinate {m}
, !- Vertex 9 Z-coordinate {m}
, !- Vertex 10 X-coordinate {m}
, !- Vertex 10 Y-coordinate {m}
, !- Vertex 10 Z-coordinate {m}
, !- Vertex 11 X-coordinate {m}
, !- Vertex 11 Y-coordinate {m}
, !- Vertex 11 Z-coordinate {m}
, !- Vertex 12 X-coordinate {m}
, !- Vertex 12 Y-coordinate {m}
, !- Vertex 12 Z-coordinate {m}
, !- Vertex 13 X-coordinate {m}
, !- Vertex 13 Y-coordinate {m}
, !- Vertex 13 Z-coordinate {m}
, !- Vertex 14 X-coordinate {m}
, !- Vertex 14 Y-coordinate {m}
, !- Vertex 14 Z-coordinate {m}
, !- Vertex 15 X-coordinate {m}
, !- Vertex 15 Y-coordinate {m}
, !- Vertex 15 Z-coordinate {m}
, !- Vertex 16 X-coordinate {m}
, !- Vertex 16 Y-coordinate {m}
, !- Vertex 16 Z-coordinate {m}
, !- Vertex 17 X-coordinate {m}
, !- Vertex 17 Y-coordinate {m}
, !- Vertex 17 Z-coordinate {m}
, !- Vertex 18 X-coordinate {m}
, !- Vertex 18 Y-coordinate {m}
, !- Vertex 18 Z-coordinate {m}
, !- Vertex 19 X-coordinate {m}
, !- Vertex 19 Y-coordinate {m}
, !- Vertex 19 Z-coordinate {m}
, !- Vertex 20 X-coordinate {m}
, !- Vertex 20 Y-coordinate {m}
; !- Vertex 20 Z-coordinate {m}
BuildingSurface:Detailed,
L1-101-SalesRefrigerationReachInDairy3_Srf_6, !- Name
Wall, !- Surface Type
Hole, !- Construction Name
L1-101-SalesRefrigerationReachInDairy3 Thermal Zone, !- Zone Name
Surface, !- Outside Boundary Condition
L1-101-SalesRefrigerationReachInDairy2_Srf_4, !- Outside Boundary Condition Object
NoSun, !- Sun Exposure
NoWind, !- Wind Exposure
, !- View Factor to Ground
4, !- Number of Vertices
44.444, !- Vertex 1 X-coordinate {m}
56.479, !- Vertex 1 Y-coordinate {m}
2.134, !- Vertex 1 Z-coordinate {m}
44.444, !- Vertex 2 X-coordinate {m}
56.479, !- Vertex 2 Y-coordinate {m}
0, !- Vertex 2 Z-coordinate {m}
45.872, !- Vertex 3 X-coordinate {m}
55.474, !- Vertex 3 Y-coordinate {m}
0, !- Vertex 3 Z-coordinate {m}
45.872, !- Vertex 4 X-coordinate {m}
55.474, !- Vertex 4 Y-coordinate {m}
2.134, !- Vertex 4 Z-coordinate {m}
, !- Vertex 5 X-coordinate {m}
, !- Vertex 5 Y-coordinate {m}
, !- Vertex 5 Z-coordinate {m}
, !- Vertex 6 X-coordinate {m}
, !- Vertex 6 Y-coordinate {m}
, !- Vertex 6 Z-coordinate {m}
, !- Vertex 7 X-coordinate {m}
, !- Vertex 7 Y-coordinate {m}
, !- Vertex 7 Z-coordinate {m}
, !- Vertex 8 X-coordinate {m}
, !- Vertex 8 Y-coordinate {m}
, !- Vertex 8 Z-coordinate {m}
, !- Vertex 9 X-coordinate {m}
, !- Vertex 9 Y-coordinate {m}
, !- Vertex 9 Z-coordinate {m}
, !- Vertex 10 X-coordinate {m}
, !- Vertex 10 Y-coordinate {m}
, !- Vertex 10 Z-coordinate {m}
, !- Vertex 11 X-coordinate {m}
, !- Vertex 11 Y-coordinate {m}
, !- Vertex 11 Z-coordinate {m}
, !- Vertex 12 X-coordinate {m}
, !- Vertex 12 Y-coordinate {m}
, !- Vertex 12 Z-coordinate {m}
, !- Vertex 13 X-coordinate {m}
, !- Vertex 13 Y-coordinate {m}
, !- Vertex 13 Z-coordinate {m}
, !- Vertex 14 X-coordinate {m}
, !- Vertex 14 Y-coordinate {m}
, !- Vertex 14 Z-coordinate {m}
, !- Vertex 15 X-coordinate {m}
, !- Vertex 15 Y-coordinate {m}
, !- Vertex 15 Z-coordinate {m}
, !- Vertex 16 X-coordinate {m}
, !- Vertex 16 Y-coordinate {m}
, !- Vertex 16 Z-coordinate {m}
, !- Vertex 17 X-coordinate {m}
, !- Vertex 17 Y-coordinate {m}
, !- Vertex 17 Z-coordinate {m}
, !- Vertex 18 X-coordinate {m}
, !- Vertex 18 Y-coordinate {m}
, !- Vertex 18 Z-coordinate {m}
, !- Vertex 19 X-coordinate {m}
, !- Vertex 19 Y-coordinate {m}
, !- Vertex 19 Z-coordinate {m}
, !- Vertex 20 X-coordinate {m}
, !- Vertex 20 Y-coordinate {m}
; !- Vertex 20 Z-coordinate {m}
BuildingSurface:Detailed,
L1-101-SalesRefrigerationReachInDairy3_Srf_7, !- Name
Roof, !- Surface Type
Roof_BOH, !- Construction Name
L1-101-SalesRefrigerationReachInDairy3 Thermal Zone, !- Zone Name
Outdoors, !- Outside Boundary Condition
, !- Outside Boundary Condition Object
SunExposed, !- Sun Exposure
WindExposed, !- Wind Exposure
, !- View Factor to Ground
5, !- Number of Vertices
44.444, !- Vertex 1 X-coordinate {m}
57.812, !- Vertex 1 Y-coordinate {m}
2.134, !- Vertex 1 Z-coordinate {m}
44.444, !- Vertex 2 X-coordinate {m}
56.479, !- Vertex 2 Y-coordinate {m}
2.134, !- Vertex 2 Z-coordinate {m}
45.872, !- Vertex 3 X-coordinate {m}
55.474, !- Vertex 3 Y-coordinate {m}
2.134, !- Vertex 3 Z-coordinate {m}
49.53, !- Vertex 4 X-coordinate {m}
55.474, !- Vertex 4 Y-coordinate {m}
2.134, !- Vertex 4 Z-coordinate {m}
49.53, !- Vertex 5 X-coordinate {m}
57.812, !- Vertex 5 Y-coordinate {m}
2.134, !- Vertex 5 Z-coordinate {m}
, !- Vertex 6 X-coordinate {m}
, !- Vertex 6 Y-coordinate {m}
, !- Vertex 6 Z-coordinate {m}
, !- Vertex 7 X-coordinate {m}
, !- Vertex 7 Y-coordinate {m}
, !- Vertex 7 Z-coordinate {m}
, !- Vertex 8 X-coordinate {m}
, !- Vertex 8 Y-coordinate {m}
, !- Vertex 8 Z-coordinate {m}
, !- Vertex 9 X-coordinate {m}
, !- Vertex 9 Y-coordinate {m}
, !- Vertex 9 Z-coordinate {m}
, !- Vertex 10 X-coordinate {m}
, !- Vertex 10 Y-coordinate {m}
, !- Vertex 10 Z-coordinate {m}
, !- Vertex 11 X-coordinate {m}
, !- Vertex 11 Y-coordinate {m}
, !- Vertex 11 Z-coordinate {m}
, !- Vertex 12 X-coordinate {m}
, !- Vertex 12 Y-coordinate {m}
, !- Vertex 12 Z-coordinate {m}
, !- Vertex 13 X-coordinate {m}
, !- Vertex 13 Y-coordinate {m}
, !- Vertex 13 Z-coordinate {m}
, !- Vertex 14 X-coordinate {m}
, !- Vertex 14 Y-coordinate {m}
, !- Vertex 14 Z-coordinate {m}
, !- Vertex 15 X-coordinate {m}
, !- Vertex 15 Y-coordinate {m}
, !- Vertex 15 Z-coordinate {m}
, !- Vertex 16 X-coordinate {m}
, !- Vertex 16 Y-coordinate {m}
, !- Vertex 16 Z-coordinate {m}
, !- Vertex 17 X-coordinate {m}
, !- Vertex 17 Y-coordinate {m}
, !- Vertex 17 Z-coordinate {m}
, !- Vertex 18 X-coordinate {m}
, !- Vertex 18 Y-coordinate {m}
, !- Vertex 18 Z-coordinate {m}
, !- Vertex 19 X-coordinate {m}
, !- Vertex 19 Y-coordinate {m}
, !- Vertex 19 Z-coordinate {m}
, !- Vertex 20 X-coordinate {m}
, !- Vertex 20 Y-coordinate {m}
; !- Vertex 20 Z-coordinate {m}
BuildingSurface:Detailed,
L1-101-SalesRefrigerationReachInMeatSubstitutes_Srf_0, !- Name
Floor, !- Surface Type
Hole, !- Construction Name
L1-101-SalesRefrigerationReachInMeatSubstitutes Thermal Zone, !- Zone Name
ground, !- Outside Boundary Condition
, !- Outside Boundary Condition Object
NoSun, !- Sun Exposure
NoWind, !- Wind Exposure
, !- View Factor to Ground
4, !- Number of Vertices
54.529, !- Vertex 1 X-coordinate {m}
58.369, !- Vertex 1 Y-coordinate {m}
0, !- Vertex 1 Z-coordinate {m}
54.529, !- Vertex 2 X-coordinate {m}
55.992, !- Vertex 2 Y-coordinate {m}
0, !- Vertex 2 Z-coordinate {m}
50.688, !- Vertex 3 X-coordinate {m}
55.992, !- Vertex 3 Y-coordinate {m}
0, !- Vertex 3 Z-coordinate {m}
50.688, !- Vertex 4 X-coordinate {m}
58.369, !- Vertex 4 Y-coordinate {m}
0, !- Vertex 4 Z-coordinate {m}
, !- Vertex 5 X-coordinate {m}
, !- Vertex 5 Y-coordinate {m}
, !- Vertex 5 Z-coordinate {m}
, !- Vertex 6 X-coordinate {m}
, !- Vertex 6 Y-coordinate {m}
, !- Vertex 6 Z-coordinate {m}
, !- Vertex 7 X-coordinate {m}
, !- Vertex 7 Y-coordinate {m}
, !- Vertex 7 Z-coordinate {m}
, !- Vertex 8 X-coordinate {m}
, !- Vertex 8 Y-coordinate {m}
, !- Vertex 8 Z-coordinate {m}
, !- Vertex 9 X-coordinate {m}
, !- Vertex 9 Y-coordinate {m}
, !- Vertex 9 Z-coordinate {m}
, !- Vertex 10 X-coordinate {m}
, !- Vertex 10 Y-coordinate {m}
, !- Vertex 10 Z-coordinate {m}
, !- Vertex 11 X-coordinate {m}
, !- Vertex 11 Y-coordinate {m}
, !- Vertex 11 Z-coordinate {m}
, !- Vertex 12 X-coordinate {m}
, !- Vertex 12 Y-coordinate {m}
, !- Vertex 12 Z-coordinate {m}
, !- Vertex 13 X-coordinate {m}
, !- Vertex 13 Y-coordinate {m}
, !- Vertex 13 Z-coordinate {m}
, !- Vertex 14 X-coordinate {m}
, !- Vertex 14 Y-coordinate {m}
, !- Vertex 14 Z-coordinate {m}
, !- Vertex 15 X-coordinate {m}
, !- Vertex 15 Y-coordinate {m}
, !- Vertex 15 Z-coordinate {m}
, !- Vertex 16 X-coordinate {m}
, !- Vertex 16 Y-coordinate {m}
, !- Vertex 16 Z-coordinate {m}
, !- Vertex 17 X-coordinate {m}
, !- Vertex 17 Y-coordinate {m}
, !- Vertex 17 Z-coordinate {m}
, !- Vertex 18 X-coordinate {m}
, !- Vertex 18 Y-coordinate {m}
, !- Vertex 18 Z-coordinate {m}
, !- Vertex 19 X-coordinate {m}
, !- Vertex 19 Y-coordinate {m}
, !- Vertex 19 Z-coordinate {m}
, !- Vertex 20 X-coordinate {m}
, !- Vertex 20 Y-coordinate {m}
; !- Vertex 20 Z-coordinate {m}
BuildingSurface:Detailed,
L1-101-SalesRefrigerationReachInMeatSubstitutes_Srf_1, !- Name
Wall, !- Surface Type
Hole, !- Construction Name
L1-101-SalesRefrigerationReachInMeatSubstitutes Thermal Zone, !- Zone Name
Surface, !- Outside Boundary Condition
L1-101-SalesCirculation3_Srf_6, !- Outside Boundary Condition Object
NoSun, !- Sun Exposure
NoWind, !- Wind Exposure
, !- View Factor to Ground
4, !- Number of Vertices
50.688, !- Vertex 1 X-coordinate {m}
57.812, !- Vertex 1 Y-coordinate {m}
2.134, !- Vertex 1 Z-coordinate {m}
50.688, !- Vertex 2 X-coordinate {m}
57.812, !- Vertex 2 Y-coordinate {m}
0, !- Vertex 2 Z-coordinate {m}
50.688, !- Vertex 3 X-coordinate {m}
55.992, !- Vertex 3 Y-coordinate {m}
0, !- Vertex 3 Z-coordinate {m}
50.688, !- Vertex 4 X-coordinate {m}
55.992, !- Vertex 4 Y-coordinate {m}
2.134, !- Vertex 4 Z-coordinate {m}
, !- Vertex 5 X-coordinate {m}
, !- Vertex 5 Y-coordinate {m}
, !- Vertex 5 Z-coordinate {m}
, !- Vertex 6 X-coordinate {m}
, !- Vertex 6 Y-coordinate {m}
, !- Vertex 6 Z-coordinate {m}
, !- Vertex 7 X-coordinate {m}
, !- Vertex 7 Y-coordinate {m}
, !- Vertex 7 Z-coordinate {m}
, !- Vertex 8 X-coordinate {m}
, !- Vertex 8 Y-coordinate {m}
, !- Vertex 8 Z-coordinate {m}
, !- Vertex 9 X-coordinate {m}
, !- Vertex 9 Y-coordinate {m}
, !- Vertex 9 Z-coordinate {m}
, !- Vertex 10 X-coordinate {m}
, !- Vertex 10 Y-coordinate {m}
, !- Vertex 10 Z-coordinate {m}
, !- Vertex 11 X-coordinate {m}
, !- Vertex 11 Y-coordinate {m}
, !- Vertex 11 Z-coordinate {m}
, !- Vertex 12 X-coordinate {m}
, !- Vertex 12 Y-coordinate {m}
, !- Vertex 12 Z-coordinate {m}
, !- Vertex 13 X-coordinate {m}
, !- Vertex 13 Y-coordinate {m}
, !- Vertex 13 Z-coordinate {m}
, !- Vertex 14 X-coordinate {m}
, !- Vertex 14 Y-coordinate {m}
, !- Vertex 14 Z-coordinate {m}
, !- Vertex 15 X-coordinate {m}
, !- Vertex 15 Y-coordinate {m}
, !- Vertex 15 Z-coordinate {m}
, !- Vertex 16 X-coordinate {m}
, !- Vertex 16 Y-coordinate {m}
, !- Vertex 16 Z-coordinate {m}
, !- Vertex 17 X-coordinate {m}
, !- Vertex 17 Y-coordinate {m}
, !- Vertex 17 Z-coordinate {m}
, !- Vertex 18 X-coordinate {m}
, !- Vertex 18 Y-coordinate {m}
, !- Vertex 18 Z-coordinate {m}
, !- Vertex 19 X-coordinate {m}
, !- Vertex 19 Y-coordinate {m}
, !- Vertex 19 Z-coordinate {m}
, !- Vertex 20 X-coordinate {m}
, !- Vertex 20 Y-coordinate {m}
; !- Vertex 20 Z-coordinate {m}
BuildingSurface:Detailed,
L1-101-SalesRefrigerationReachInMeatSubstitutes_Srf_2, !- Name
Wall, !- Surface Type
Hole, !- Construction Name
L1-101-SalesRefrigerationReachInMeatSubstitutes Thermal Zone, !- Zone Name
Surface, !- Outside Boundary Condition
L1-101-SalesCirculation3_Srf_5, !- Outside Boundary Condition Object
NoSun, !- Sun Exposure
NoWind, !- Wind Exposure
, !- View Factor to Ground
4, !- Number of Vertices
50.688, !- Vertex 1 X-coordinate {m}
55.992, !- Vertex 1 Y-coordinate {m}
2.134, !- Vertex 1 Z-coordinate {m}
50.688, !- Vertex 2 X-coordinate {m}
55.992, !- Vertex 2 Y-coordinate {m}
0, !- Vertex 2 Z-coordinate {m}
53.005, !- Vertex 3 X-coordinate {m}
55.992, !- Vertex 3 Y-coordinate {m}
0, !- Vertex 3 Z-coordinate {m}
53.005, !- Vertex 4 X-coordinate {m}
55.992, !- Vertex 4 Y-coordinate {m}
2.134, !- Vertex 4 Z-coordinate {m}
, !- Vertex 5 X-coordinate {m}
, !- Vertex 5 Y-coordinate {m}
, !- Vertex 5 Z-coordinate {m}
, !- Vertex 6 X-coordinate {m}
, !- Vertex 6 Y-coordinate {m}
, !- Vertex 6 Z-coordinate {m}
, !- Vertex 7 X-coordinate {m}
, !- Vertex 7 Y-coordinate {m}
, !- Vertex 7 Z-coordinate {m}
, !- Vertex 8 X-coordinate {m}
, !- Vertex 8 Y-coordinate {m}
, !- Vertex 8 Z-coordinate {m}
, !- Vertex 9 X-coordinate {m}
, !- Vertex 9 Y-coordinate {m}
, !- Vertex 9 Z-coordinate {m}
, !- Vertex 10 X-coordinate {m}
, !- Vertex 10 Y-coordinate {m}
, !- Vertex 10 Z-coordinate {m}
, !- Vertex 11 X-coordinate {m}
, !- Vertex 11 Y-coordinate {m}
, !- Vertex 11 Z-coordinate {m}
, !- Vertex 12 X-coordinate {m}
, !- Vertex 12 Y-coordinate {m}
, !- Vertex 12 Z-coordinate {m}
, !- Vertex 13 X-coordinate {m}
, !- Vertex 13 Y-coordinate {m}
, !- Vertex 13 Z-coordinate {m}
, !- Vertex 14 X-coordinate {m}
, !- Vertex 14 Y-coordinate {m}
, !- Vertex 14 Z-coordinate {m}
, !- Vertex 15 X-coordinate {m}
, !- Vertex 15 Y-coordinate {m}
, !- Vertex 15 Z-coordinate {m}
, !- Vertex 16 X-coordinate {m}
, !- Vertex 16 Y-coordinate {m}
, !- Vertex 16 Z-coordinate {m}
, !- Vertex 17 X-coordinate {m}
, !- Vertex 17 Y-coordinate {m}
, !- Vertex 17 Z-coordinate {m}
, !- Vertex 18 X-coordinate {m}
, !- Vertex 18 Y-coordinate {m}
, !- Vertex 18 Z-coordinate {m}
, !- Vertex 19 X-coordinate {m}
, !- Vertex 19 Y-coordinate {m}
, !- Vertex 19 Z-coordinate {m}
, !- Vertex 20 X-coordinate {m}
, !- Vertex 20 Y-coordinate {m}
; !- Vertex 20 Z-coordinate {m}
BuildingSurface:Detailed,
L1-101-SalesRefrigerationReachInMeatSubstitutes_Srf_3, !- Name
Wall, !- Surface Type
Hole, !- Construction Name
L1-101-SalesRefrigerationReachInMeatSubstitutes Thermal Zone, !- Zone Name
Surface, !- Outside Boundary Condition
L1-101-SalesCirculation4_Srf_2, !- Outside Boundary Condition Object
NoSun, !- Sun Exposure
NoWind, !- Wind Exposure
, !- View Factor to Ground
4, !- Number of Vertices
53.005, !- Vertex 1 X-coordinate {m}
55.992, !- Vertex 1 Y-coordinate {m}
2.134, !- Vertex 1 Z-coordinate {m}
53.005, !- Vertex 2 X-coordinate {m}
55.992, !- Vertex 2 Y-coordinate {m}
0, !- Vertex 2 Z-coordinate {m}
54.529, !- Vertex 3 X-coordinate {m}
55.992, !- Vertex 3 Y-coordinate {m}
0, !- Vertex 3 Z-coordinate {m}
54.529, !- Vertex 4 X-coordinate {m}
55.992, !- Vertex 4 Y-coordinate {m}
2.134, !- Vertex 4 Z-coordinate {m}
, !- Vertex 5 X-coordinate {m}
, !- Vertex 5 Y-coordinate {m}
, !- Vertex 5 Z-coordinate {m}
, !- Vertex 6 X-coordinate {m}
, !- Vertex 6 Y-coordinate {m}
, !- Vertex 6 Z-coordinate {m}
, !- Vertex 7 X-coordinate {m}
, !- Vertex 7 Y-coordinate {m}
, !- Vertex 7 Z-coordinate {m}
, !- Vertex 8 X-coordinate {m}
, !- Vertex 8 Y-coordinate {m}
, !- Vertex 8 Z-coordinate {m}
, !- Vertex 9 X-coordinate {m}
, !- Vertex 9 Y-coordinate {m}
, !- Vertex 9 Z-coordinate {m}
, !- Vertex 10 X-coordinate {m}
, !- Vertex 10 Y-coordinate {m}
, !- Vertex 10 Z-coordinate {m}
, !- Vertex 11 X-coordinate {m}
, !- Vertex 11 Y-coordinate {m}
, !- Vertex 11 Z-coordinate {m}
, !- Vertex 12 X-coordinate {m}
, !- Vertex 12 Y-coordinate {m}
, !- Vertex 12 Z-coordinate {m}
, !- Vertex 13 X-coordinate {m}
, !- Vertex 13 Y-coordinate {m}
, !- Vertex 13 Z-coordinate {m}
, !- Vertex 14 X-coordinate {m}
, !- Vertex 14 Y-coordinate {m}
, !- Vertex 14 Z-coordinate {m}
, !- Vertex 15 X-coordinate {m}
, !- Vertex 15 Y-coordinate {m}
, !- Vertex 15 Z-coordinate {m}
, !- Vertex 16 X-coordinate {m}
, !- Vertex 16 Y-coordinate {m}
, !- Vertex 16 Z-coordinate {m}
, !- Vertex 17 X-coordinate {m}
, !- Vertex 17 Y-coordinate {m}
, !- Vertex 17 Z-coordinate {m}
, !- Vertex 18 X-coordinate {m}
, !- Vertex 18 Y-coordinate {m}
, !- Vertex 18 Z-coordinate {m}
, !- Vertex 19 X-coordinate {m}
, !- Vertex 19 Y-coordinate {m}
, !- Vertex 19 Z-coordinate {m}
, !- Vertex 20 X-coordinate {m}
, !- Vertex 20 Y-coordinate {m}
; !- Vertex 20 Z-coordinate {m}
BuildingSurface:Detailed,
L1-101-SalesRefrigerationReachInMeatSubstitutes_Srf_4, !- Name
Wall, !- Surface Type
Hole, !- Construction Name
L1-101-SalesRefrigerationReachInMeatSubstitutes Thermal Zone, !- Zone Name
Surface, !- Outside Boundary Condition
L1-101-SalesCirculationMeatSeafood_Srf_5, !- Outside Boundary Condition Object
NoSun, !- Sun Exposure
NoWind, !- Wind Exposure
, !- View Factor to Ground
4, !- Number of Vertices
54.529, !- Vertex 1 X-coordinate {m}
55.992, !- Vertex 1 Y-coordinate {m}
2.134, !- Vertex 1 Z-coordinate {m}
54.529, !- Vertex 2 X-coordinate {m}
55.992, !- Vertex 2 Y-coordinate {m}
0, !- Vertex 2 Z-coordinate {m}
54.529, !- Vertex 3 X-coordinate {m}
57.812, !- Vertex 3 Y-coordinate {m}
0, !- Vertex 3 Z-coordinate {m}
54.529, !- Vertex 4 X-coordinate {m}
57.812, !- Vertex 4 Y-coordinate {m}
2.134, !- Vertex 4 Z-coordinate {m}
, !- Vertex 5 X-coordinate {m}
, !- Vertex 5 Y-coordinate {m}
, !- Vertex 5 Z-coordinate {m}
, !- Vertex 6 X-coordinate {m}
, !- Vertex 6 Y-coordinate {m}
, !- Vertex 6 Z-coordinate {m}
, !- Vertex 7 X-coordinate {m}
, !- Vertex 7 Y-coordinate {m}
, !- Vertex 7 Z-coordinate {m}
, !- Vertex 8 X-coordinate {m}
, !- Vertex 8 Y-coordinate {m}
, !- Vertex 8 Z-coordinate {m}
, !- Vertex 9 X-coordinate {m}
, !- Vertex 9 Y-coordinate {m}
, !- Vertex 9 Z-coordinate {m}
, !- Vertex 10 X-coordinate {m}
, !- Vertex 10 Y-coordinate {m}
, !- Vertex 10 Z-coordinate {m}
, !- Vertex 11 X-coordinate {m}
, !- Vertex 11 Y-coordinate {m}
, !- Vertex 11 Z-coordinate {m}
, !- Vertex 12 X-coordinate {m}
, !- Vertex 12 Y-coordinate {m}
, !- Vertex 12 Z-coordinate {m}
, !- Vertex 13 X-coordinate {m}
, !- Vertex 13 Y-coordinate {m}
, !- Vertex 13 Z-coordinate {m}
, !- Vertex 14 X-coordinate {m}
, !- Vertex 14 Y-coordinate {m}
, !- Vertex 14 Z-coordinate {m}
, !- Vertex 15 X-coordinate {m}
, !- Vertex 15 Y-coordinate {m}
, !- Vertex 15 Z-coordinate {m}
, !- Vertex 16 X-coordinate {m}
, !- Vertex 16 Y-coordinate {m}
, !- Vertex 16 Z-coordinate {m}
, !- Vertex 17 X-coordinate {m}
, !- Vertex 17 Y-coordinate {m}
, !- Vertex 17 Z-coordinate {m}
, !- Vertex 18 X-coordinate {m}
, !- Vertex 18 Y-coordinate {m}
, !- Vertex 18 Z-coordinate {m}
, !- Vertex 19 X-coordinate {m}
, !- Vertex 19 Y-coordinate {m}
, !- Vertex 19 Z-coordinate {m}
, !- Vertex 20 X-coordinate {m}
, !- Vertex 20 Y-coordinate {m}
; !- Vertex 20 Z-coordinate {m}
BuildingSurface:Detailed,
L1-101-SalesRefrigerationReachInMeatSubstitutes_Srf_5, !- Name
Wall, !- Surface Type
Hole, !- Construction Name
L1-101-SalesRefrigerationReachInMeatSubstitutes Thermal Zone, !- Zone Name
Surface, !- Outside Boundary Condition
L1-116-MeatService_Srf_4,!- Outside Boundary Condition Object
NoSun, !- Sun Exposure
NoWind, !- Wind Exposure
, !- View Factor to Ground
4, !- Number of Vertices
54.529, !- Vertex 1 X-coordinate {m}
57.812, !- Vertex 1 Y-coordinate {m}
2.134, !- Vertex 1 Z-coordinate {m}
54.529, !- Vertex 2 X-coordinate {m}
57.812, !- Vertex 2 Y-coordinate {m}
0, !- Vertex 2 Z-coordinate {m}
54.529, !- Vertex 3 X-coordinate {m}
58.369, !- Vertex 3 Y-coordinate {m}
0, !- Vertex 3 Z-coordinate {m}
54.529, !- Vertex 4 X-coordinate {m}
58.369, !- Vertex 4 Y-coordinate {m}
2.134, !- Vertex 4 Z-coordinate {m}
, !- Vertex 5 X-coordinate {m}
, !- Vertex 5 Y-coordinate {m}
, !- Vertex 5 Z-coordinate {m}
, !- Vertex 6 X-coordinate {m}
, !- Vertex 6 Y-coordinate {m}
, !- Vertex 6 Z-coordinate {m}
, !- Vertex 7 X-coordinate {m}
, !- Vertex 7 Y-coordinate {m}
, !- Vertex 7 Z-coordinate {m}
, !- Vertex 8 X-coordinate {m}
, !- Vertex 8 Y-coordinate {m}
, !- Vertex 8 Z-coordinate {m}
, !- Vertex 9 X-coordinate {m}
, !- Vertex 9 Y-coordinate {m}
, !- Vertex 9 Z-coordinate {m}
, !- Vertex 10 X-coordinate {m}
, !- Vertex 10 Y-coordinate {m}
, !- Vertex 10 Z-coordinate {m}
, !- Vertex 11 X-coordinate {m}
, !- Vertex 11 Y-coordinate {m}
, !- Vertex 11 Z-coordinate {m}
, !- Vertex 12 X-coordinate {m}
, !- Vertex 12 Y-coordinate {m}
, !- Vertex 12 Z-coordinate {m}
, !- Vertex 13 X-coordinate {m}
, !- Vertex 13 Y-coordinate {m}
, !- Vertex 13 Z-coordinate {m}
, !- Vertex 14 X-coordinate {m}
, !- Vertex 14 Y-coordinate {m}
, !- Vertex 14 Z-coordinate {m}
, !- Vertex 15 X-coordinate {m}
, !- Vertex 15 Y-coordinate {m}
, !- Vertex 15 Z-coordinate {m}
, !- Vertex 16 X-coordinate {m}
, !- Vertex 16 Y-coordinate {m}
, !- Vertex 16 Z-coordinate {m}
, !- Vertex 17 X-coordinate {m}
, !- Vertex 17 Y-coordinate {m}
, !- Vertex 17 Z-coordinate {m}
, !- Vertex 18 X-coordinate {m}
, !- Vertex 18 Y-coordinate {m}
, !- Vertex 18 Z-coordinate {m}
, !- Vertex 19 X-coordinate {m}
, !- Vertex 19 Y-coordinate {m}
, !- Vertex 19 Z-coordinate {m}
, !- Vertex 20 X-coordinate {m}
, !- Vertex 20 Y-coordinate {m}
; !- Vertex 20 Z-coordinate {m}
BuildingSurface:Detailed,
L1-101-SalesRefrigerationReachInMeatSubstitutes_Srf_6, !- Name
Wall, !- Surface Type
Hole, !- Construction Name
L1-101-SalesRefrigerationReachInMeatSubstitutes Thermal Zone, !- Zone Name
Surface, !- Outside Boundary Condition
L1-115-MeatSeafoodCooler_Srf_1, !- Outside Boundary Condition Object
NoSun, !- Sun Exposure
NoWind, !- Wind Exposure
, !- View Factor to Ground
4, !- Number of Vertices
54.529, !- Vertex 1 X-coordinate {m}
58.369, !- Vertex 1 Y-coordinate {m}
2.134, !- Vertex 1 Z-coordinate {m}
54.529, !- Vertex 2 X-coordinate {m}
58.369, !- Vertex 2 Y-coordinate {m}
0, !- Vertex 2 Z-coordinate {m}
50.688, !- Vertex 3 X-coordinate {m}
58.369, !- Vertex 3 Y-coordinate {m}
0, !- Vertex 3 Z-coordinate {m}
50.688, !- Vertex 4 X-coordinate {m}
58.369, !- Vertex 4 Y-coordinate {m}
2.134, !- Vertex 4 Z-coordinate {m}
, !- Vertex 5 X-coordinate {m}
, !- Vertex 5 Y-coordinate {m}
, !- Vertex 5 Z-coordinate {m}
, !- Vertex 6 X-coordinate {m}
, !- Vertex 6 Y-coordinate {m}
, !- Vertex 6 Z-coordinate {m}
, !- Vertex 7 X-coordinate {m}
, !- Vertex 7 Y-coordinate {m}
, !- Vertex 7 Z-coordinate {m}
, !- Vertex 8 X-coordinate {m}
, !- Vertex 8 Y-coordinate {m}
, !- Vertex 8 Z-coordinate {m}
, !- Vertex 9 X-coordinate {m}
, !- Vertex 9 Y-coordinate {m}
, !- Vertex 9 Z-coordinate {m}
, !- Vertex 10 X-coordinate {m}
, !- Vertex 10 Y-coordinate {m}
, !- Vertex 10 Z-coordinate {m}
, !- Vertex 11 X-coordinate {m}
, !- Vertex 11 Y-coordinate {m}
, !- Vertex 11 Z-coordinate {m}
, !- Vertex 12 X-coordinate {m}
, !- Vertex 12 Y-coordinate {m}
, !- Vertex 12 Z-coordinate {m}
, !- Vertex 13 X-coordinate {m}
, !- Vertex 13 Y-coordinate {m}
, !- Vertex 13 Z-coordinate {m}
, !- Vertex 14 X-coordinate {m}
, !- Vertex 14 Y-coordinate {m}
, !- Vertex 14 Z-coordinate {m}
, !- Vertex 15 X-coordinate {m}
, !- Vertex 15 Y-coordinate {m}
, !- Vertex 15 Z-coordinate {m}
, !- Vertex 16 X-coordinate {m}
, !- Vertex 16 Y-coordinate {m}
, !- Vertex 16 Z-coordinate {m}
, !- Vertex 17 X-coordinate {m}
, !- Vertex 17 Y-coordinate {m}
, !- Vertex 17 Z-coordinate {m}
, !- Vertex 18 X-coordinate {m}
, !- Vertex 18 Y-coordinate {m}
, !- Vertex 18 Z-coordinate {m}
, !- Vertex 19 X-coordinate {m}
, !- Vertex 19 Y-coordinate {m}
, !- Vertex 19 Z-coordinate {m}
, !- Vertex 20 X-coordinate {m}
, !- Vertex 20 Y-coordinate {m}
; !- Vertex 20 Z-coordinate {m}
BuildingSurface:Detailed,
L1-101-SalesRefrigerationReachInMeatSubstitutes_Srf_7, !- Name
Wall, !- Surface Type
Hole, !- Construction Name
L1-101-SalesRefrigerationReachInMeatSubstitutes Thermal Zone, !- Zone Name
Surface, !- Outside Boundary Condition
L1-114-Backstock_Srf_6, !- Outside Boundary Condition Object
NoSun, !- Sun Exposure
NoWind, !- Wind Exposure
, !- View Factor to Ground
4, !- Number of Vertices
50.688, !- Vertex 1 X-coordinate {m}
58.369, !- Vertex 1 Y-coordinate {m}
2.134, !- Vertex 1 Z-coordinate {m}
50.688, !- Vertex 2 X-coordinate {m}
58.369, !- Vertex 2 Y-coordinate {m}
0, !- Vertex 2 Z-coordinate {m}
50.688, !- Vertex 3 X-coordinate {m}
57.812, !- Vertex 3 Y-coordinate {m}
0, !- Vertex 3 Z-coordinate {m}
50.688, !- Vertex 4 X-coordinate {m}
57.812, !- Vertex 4 Y-coordinate {m}
2.134, !- Vertex 4 Z-coordinate {m}
, !- Vertex 5 X-coordinate {m}
, !- Vertex 5 Y-coordinate {m}
, !- Vertex 5 Z-coordinate {m}
, !- Vertex 6 X-coordinate {m}
, !- Vertex 6 Y-coordinate {m}
, !- Vertex 6 Z-coordinate {m}
, !- Vertex 7 X-coordinate {m}
, !- Vertex 7 Y-coordinate {m}
, !- Vertex 7 Z-coordinate {m}
, !- Vertex 8 X-coordinate {m}
, !- Vertex 8 Y-coordinate {m}
, !- Vertex 8 Z-coordinate {m}
, !- Vertex 9 X-coordinate {m}
, !- Vertex 9 Y-coordinate {m}
, !- Vertex 9 Z-coordinate {m}
, !- Vertex 10 X-coordinate {m}
, !- Vertex 10 Y-coordinate {m}
, !- Vertex 10 Z-coordinate {m}
, !- Vertex 11 X-coordinate {m}
, !- Vertex 11 Y-coordinate {m}
, !- Vertex 11 Z-coordinate {m}
, !- Vertex 12 X-coordinate {m}
, !- Vertex 12 Y-coordinate {m}
, !- Vertex 12 Z-coordinate {m}
, !- Vertex 13 X-coordinate {m}
, !- Vertex 13 Y-coordinate {m}
, !- Vertex 13 Z-coordinate {m}
, !- Vertex 14 X-coordinate {m}
, !- Vertex 14 Y-coordinate {m}
, !- Vertex 14 Z-coordinate {m}
, !- Vertex 15 X-coordinate {m}
, !- Vertex 15 Y-coordinate {m}
, !- Vertex 15 Z-coordinate {m}
, !- Vertex 16 X-coordinate {m}
, !- Vertex 16 Y-coordinate {m}
, !- Vertex 16 Z-coordinate {m}
, !- Vertex 17 X-coordinate {m}
, !- Vertex 17 Y-coordinate {m}
, !- Vertex 17 Z-coordinate {m}
, !- Vertex 18 X-coordinate {m}
, !- Vertex 18 Y-coordinate {m}
, !- Vertex 18 Z-coordinate {m}
, !- Vertex 19 X-coordinate {m}
, !- Vertex 19 Y-coordinate {m}
, !- Vertex 19 Z-coordinate {m}
, !- Vertex 20 X-coordinate {m}
, !- Vertex 20 Y-coordinate {m}
; !- Vertex 20 Z-coordinate {m}
BuildingSurface:Detailed,
L1-101-SalesRefrigerationReachInMeatSubstitutes_Srf_8, !- Name
Roof, !- Surface Type
Roof_BOH, !- Construction Name
L1-101-SalesRefrigerationReachInMeatSubstitutes Thermal Zone, !- Zone Name
Outdoors, !- Outside Boundary Condition
, !- Outside Boundary Condition Object
SunExposed, !- Sun Exposure
WindExposed, !- Wind Exposure
, !- View Factor to Ground
4, !- Number of Vertices
50.688, !- Vertex 1 X-coordinate {m}
58.369, !- Vertex 1 Y-coordinate {m}
2.134, !- Vertex 1 Z-coordinate {m}
50.688, !- Vertex 2 X-coordinate {m}
55.992, !- Vertex 2 Y-coordinate {m}
2.134, !- Vertex 2 Z-coordinate {m}
54.529, !- Vertex 3 X-coordinate {m}
55.992, !- Vertex 3 Y-coordinate {m}
2.134, !- Vertex 3 Z-coordinate {m}
54.529, !- Vertex 4 X-coordinate {m}
58.369, !- Vertex 4 Y-coordinate {m}
2.134, !- Vertex 4 Z-coordinate {m}
, !- Vertex 5 X-coordinate {m}
, !- Vertex 5 Y-coordinate {m}
, !- Vertex 5 Z-coordinate {m}
, !- Vertex 6 X-coordinate {m}
, !- Vertex 6 Y-coordinate {m}
, !- Vertex 6 Z-coordinate {m}
, !- Vertex 7 X-coordinate {m}
, !- Vertex 7 Y-coordinate {m}
, !- Vertex 7 Z-coordinate {m}
, !- Vertex 8 X-coordinate {m}
, !- Vertex 8 Y-coordinate {m}
, !- Vertex 8 Z-coordinate {m}
, !- Vertex 9 X-coordinate {m}
, !- Vertex 9 Y-coordinate {m}
, !- Vertex 9 Z-coordinate {m}
, !- Vertex 10 X-coordinate {m}
, !- Vertex 10 Y-coordinate {m}
, !- Vertex 10 Z-coordinate {m}
, !- Vertex 11 X-coordinate {m}
, !- Vertex 11 Y-coordinate {m}
, !- Vertex 11 Z-coordinate {m}
, !- Vertex 12 X-coordinate {m}
, !- Vertex 12 Y-coordinate {m}
, !- Vertex 12 Z-coordinate {m}
, !- Vertex 13 X-coordinate {m}
, !- Vertex 13 Y-coordinate {m}
, !- Vertex 13 Z-coordinate {m}
, !- Vertex 14 X-coordinate {m}
, !- Vertex 14 Y-coordinate {m}
, !- Vertex 14 Z-coordinate {m}
, !- Vertex 15 X-coordinate {m}
, !- Vertex 15 Y-coordinate {m}
, !- Vertex 15 Z-coordinate {m}
, !- Vertex 16 X-coordinate {m}
, !- Vertex 16 Y-coordinate {m}
, !- Vertex 16 Z-coordinate {m}
, !- Vertex 17 X-coordinate {m}
, !- Vertex 17 Y-coordinate {m}
, !- Vertex 17 Z-coordinate {m}
, !- Vertex 18 X-coordinate {m}
, !- Vertex 18 Y-coordinate {m}
, !- Vertex 18 Z-coordinate {m}
, !- Vertex 19 X-coordinate {m}
, !- Vertex 19 Y-coordinate {m}
, !- Vertex 19 Z-coordinate {m}
, !- Vertex 20 X-coordinate {m}
, !- Vertex 20 Y-coordinate {m}
; !- Vertex 20 Z-coordinate {m}
BuildingSurface:Detailed,
L1-101-SalesRefrigerationReachInPrepared_Srf_0, !- Name
Floor, !- Surface Type
Hole, !- Construction Name
L1-101-SalesRefrigerationReachInPrepared Thermal Zone, !- Zone Name
ground, !- Outside Boundary Condition
, !- Outside Boundary Condition Object
NoSun, !- Sun Exposure
NoWind, !- Wind Exposure
, !- View Factor to Ground
4, !- Number of Vertices
79.675, !- Vertex 1 X-coordinate {m}
44.075, !- Vertex 1 Y-coordinate {m}
0, !- Vertex 1 Z-coordinate {m}
79.675, !- Vertex 2 X-coordinate {m}
34.245, !- Vertex 2 Y-coordinate {m}
0, !- Vertex 2 Z-coordinate {m}
77.337, !- Vertex 3 X-coordinate {m}
34.245, !- Vertex 3 Y-coordinate {m}
0, !- Vertex 3 Z-coordinate {m}
77.337, !- Vertex 4 X-coordinate {m}
44.075, !- Vertex 4 Y-coordinate {m}
0, !- Vertex 4 Z-coordinate {m}
, !- Vertex 5 X-coordinate {m}
, !- Vertex 5 Y-coordinate {m}
, !- Vertex 5 Z-coordinate {m}
, !- Vertex 6 X-coordinate {m}
, !- Vertex 6 Y-coordinate {m}
, !- Vertex 6 Z-coordinate {m}
, !- Vertex 7 X-coordinate {m}
, !- Vertex 7 Y-coordinate {m}
, !- Vertex 7 Z-coordinate {m}
, !- Vertex 8 X-coordinate {m}
, !- Vertex 8 Y-coordinate {m}
, !- Vertex 8 Z-coordinate {m}
, !- Vertex 9 X-coordinate {m}
, !- Vertex 9 Y-coordinate {m}
, !- Vertex 9 Z-coordinate {m}
, !- Vertex 10 X-coordinate {m}
, !- Vertex 10 Y-coordinate {m}
, !- Vertex 10 Z-coordinate {m}
, !- Vertex 11 X-coordinate {m}
, !- Vertex 11 Y-coordinate {m}
, !- Vertex 11 Z-coordinate {m}
, !- Vertex 12 X-coordinate {m}
, !- Vertex 12 Y-coordinate {m}
, !- Vertex 12 Z-coordinate {m}
, !- Vertex 13 X-coordinate {m}
, !- Vertex 13 Y-coordinate {m}
, !- Vertex 13 Z-coordinate {m}
, !- Vertex 14 X-coordinate {m}
, !- Vertex 14 Y-coordinate {m}
, !- Vertex 14 Z-coordinate {m}
, !- Vertex 15 X-coordinate {m}
, !- Vertex 15 Y-coordinate {m}
, !- Vertex 15 Z-coordinate {m}
, !- Vertex 16 X-coordinate {m}
, !- Vertex 16 Y-coordinate {m}
, !- Vertex 16 Z-coordinate {m}
, !- Vertex 17 X-coordinate {m}
, !- Vertex 17 Y-coordinate {m}
, !- Vertex 17 Z-coordinate {m}
, !- Vertex 18 X-coordinate {m}
, !- Vertex 18 Y-coordinate {m}
, !- Vertex 18 Z-coordinate {m}
, !- Vertex 19 X-coordinate {m}
, !- Vertex 19 Y-coordinate {m}
, !- Vertex 19 Z-coordinate {m}
, !- Vertex 20 X-coordinate {m}
, !- Vertex 20 Y-coordinate {m}
; !- Vertex 20 Z-coordinate {m}
BuildingSurface:Detailed,
L1-101-SalesRefrigerationReachInPrepared_Srf_1, !- Name
Wall, !- Surface Type
Hole, !- Construction Name
L1-101-SalesRefrigerationReachInPrepared Thermal Zone, !- Zone Name
Surface, !- Outside Boundary Condition
L1-101-SalesCirculation8_Srf_5, !- Outside Boundary Condition Object
NoSun, !- Sun Exposure
NoWind, !- Wind Exposure
, !- View Factor to Ground
4, !- Number of Vertices
77.337, !- Vertex 1 X-coordinate {m}
41.605, !- Vertex 1 Y-coordinate {m}
2.134, !- Vertex 1 Z-coordinate {m}
77.337, !- Vertex 2 X-coordinate {m}
41.605, !- Vertex 2 Y-coordinate {m}
0, !- Vertex 2 Z-coordinate {m}
77.337, !- Vertex 3 X-coordinate {m}
34.245, !- Vertex 3 Y-coordinate {m}
0, !- Vertex 3 Z-coordinate {m}
77.337, !- Vertex 4 X-coordinate {m}
34.245, !- Vertex 4 Y-coordinate {m}
2.134, !- Vertex 4 Z-coordinate {m}
, !- Vertex 5 X-coordinate {m}
, !- Vertex 5 Y-coordinate {m}
, !- Vertex 5 Z-coordinate {m}
, !- Vertex 6 X-coordinate {m}
, !- Vertex 6 Y-coordinate {m}
, !- Vertex 6 Z-coordinate {m}
, !- Vertex 7 X-coordinate {m}
, !- Vertex 7 Y-coordinate {m}
, !- Vertex 7 Z-coordinate {m}
, !- Vertex 8 X-coordinate {m}
, !- Vertex 8 Y-coordinate {m}
, !- Vertex 8 Z-coordinate {m}
, !- Vertex 9 X-coordinate {m}
, !- Vertex 9 Y-coordinate {m}
, !- Vertex 9 Z-coordinate {m}
, !- Vertex 10 X-coordinate {m}
, !- Vertex 10 Y-coordinate {m}
, !- Vertex 10 Z-coordinate {m}
, !- Vertex 11 X-coordinate {m}
, !- Vertex 11 Y-coordinate {m}
, !- Vertex 11 Z-coordinate {m}
, !- Vertex 12 X-coordinate {m}
, !- Vertex 12 Y-coordinate {m}
, !- Vertex 12 Z-coordinate {m}
, !- Vertex 13 X-coordinate {m}
, !- Vertex 13 Y-coordinate {m}
, !- Vertex 13 Z-coordinate {m}
, !- Vertex 14 X-coordinate {m}
, !- Vertex 14 Y-coordinate {m}
, !- Vertex 14 Z-coordinate {m}
, !- Vertex 15 X-coordinate {m}
, !- Vertex 15 Y-coordinate {m}
, !- Vertex 15 Z-coordinate {m}
, !- Vertex 16 X-coordinate {m}
, !- Vertex 16 Y-coordinate {m}
, !- Vertex 16 Z-coordinate {m}
, !- Vertex 17 X-coordinate {m}
, !- Vertex 17 Y-coordinate {m}
, !- Vertex 17 Z-coordinate {m}
, !- Vertex 18 X-coordinate {m}
, !- Vertex 18 Y-coordinate {m}
, !- Vertex 18 Z-coordinate {m}
, !- Vertex 19 X-coordinate {m}
, !- Vertex 19 Y-coordinate {m}
, !- Vertex 19 Z-coordinate {m}
, !- Vertex 20 X-coordinate {m}
, !- Vertex 20 Y-coordinate {m}
; !- Vertex 20 Z-coordinate {m}
BuildingSurface:Detailed,
L1-101-SalesRefrigerationReachInPrepared_Srf_2, !- Name
Wall, !- Surface Type
Hole, !- Construction Name
L1-101-SalesRefrigerationReachInPrepared Thermal Zone, !- Zone Name
Surface, !- Outside Boundary Condition
L1-101-SalesRefrigerationReachInBeverages_Srf_4, !- Outside Boundary Condition Object
NoSun, !- Sun Exposure
NoWind, !- Wind Exposure
, !- View Factor to Ground
4, !- Number of Vertices
77.337, !- Vertex 1 X-coordinate {m}
34.245, !- Vertex 1 Y-coordinate {m}
2.134, !- Vertex 1 Z-coordinate {m}
77.337, !- Vertex 2 X-coordinate {m}
34.245, !- Vertex 2 Y-coordinate {m}
0, !- Vertex 2 Z-coordinate {m}
79.675, !- Vertex 3 X-coordinate {m}
34.245, !- Vertex 3 Y-coordinate {m}
0, !- Vertex 3 Z-coordinate {m}
79.675, !- Vertex 4 X-coordinate {m}
34.245, !- Vertex 4 Y-coordinate {m}
2.134, !- Vertex 4 Z-coordinate {m}
, !- Vertex 5 X-coordinate {m}
, !- Vertex 5 Y-coordinate {m}
, !- Vertex 5 Z-coordinate {m}
, !- Vertex 6 X-coordinate {m}
, !- Vertex 6 Y-coordinate {m}
, !- Vertex 6 Z-coordinate {m}
, !- Vertex 7 X-coordinate {m}
, !- Vertex 7 Y-coordinate {m}
, !- Vertex 7 Z-coordinate {m}
, !- Vertex 8 X-coordinate {m}
, !- Vertex 8 Y-coordinate {m}
, !- Vertex 8 Z-coordinate {m}
, !- Vertex 9 X-coordinate {m}
, !- Vertex 9 Y-coordinate {m}
, !- Vertex 9 Z-coordinate {m}
, !- Vertex 10 X-coordinate {m}
, !- Vertex 10 Y-coordinate {m}
, !- Vertex 10 Z-coordinate {m}
, !- Vertex 11 X-coordinate {m}
, !- Vertex 11 Y-coordinate {m}
, !- Vertex 11 Z-coordinate {m}
, !- Vertex 12 X-coordinate {m}
, !- Vertex 12 Y-coordinate {m}
, !- Vertex 12 Z-coordinate {m}
, !- Vertex 13 X-coordinate {m}
, !- Vertex 13 Y-coordinate {m}
, !- Vertex 13 Z-coordinate {m}
, !- Vertex 14 X-coordinate {m}
, !- Vertex 14 Y-coordinate {m}
, !- Vertex 14 Z-coordinate {m}
, !- Vertex 15 X-coordinate {m}
, !- Vertex 15 Y-coordinate {m}
, !- Vertex 15 Z-coordinate {m}
, !- Vertex 16 X-coordinate {m}
, !- Vertex 16 Y-coordinate {m}
, !- Vertex 16 Z-coordinate {m}
, !- Vertex 17 X-coordinate {m}
, !- Vertex 17 Y-coordinate {m}
, !- Vertex 17 Z-coordinate {m}
, !- Vertex 18 X-coordinate {m}
, !- Vertex 18 Y-coordinate {m}
, !- Vertex 18 Z-coordinate {m}
, !- Vertex 19 X-coordinate {m}
, !- Vertex 19 Y-coordinate {m}
, !- Vertex 19 Z-coordinate {m}
, !- Vertex 20 X-coordinate {m}
, !- Vertex 20 Y-coordinate {m}
; !- Vertex 20 Z-coordinate {m}
BuildingSurface:Detailed,
L1-101-SalesRefrigerationReachInPrepared_Srf_3, !- Name
Wall, !- Surface Type
Wall_Exterior, !- Construction Name
L1-101-SalesRefrigerationReachInPrepared Thermal Zone, !- Zone Name
Outdoors, !- Outside Boundary Condition
, !- Outside Boundary Condition Object
SunExposed, !- Sun Exposure
WindExposed, !- Wind Exposure
, !- View Factor to Ground
4, !- Number of Vertices
79.675, !- Vertex 1 X-coordinate {m}
34.245, !- Vertex 1 Y-coordinate {m}
2.134, !- Vertex 1 Z-coordinate {m}
79.675, !- Vertex 2 X-coordinate {m}
34.245, !- Vertex 2 Y-coordinate {m}
0, !- Vertex 2 Z-coordinate {m}
79.675, !- Vertex 3 X-coordinate {m}
44.075, !- Vertex 3 Y-coordinate {m}
0, !- Vertex 3 Z-coordinate {m}
79.675, !- Vertex 4 X-coordinate {m}
44.075, !- Vertex 4 Y-coordinate {m}
2.134, !- Vertex 4 Z-coordinate {m}
, !- Vertex 5 X-coordinate {m}
, !- Vertex 5 Y-coordinate {m}
, !- Vertex 5 Z-coordinate {m}
, !- Vertex 6 X-coordinate {m}
, !- Vertex 6 Y-coordinate {m}
, !- Vertex 6 Z-coordinate {m}
, !- Vertex 7 X-coordinate {m}
, !- Vertex 7 Y-coordinate {m}
, !- Vertex 7 Z-coordinate {m}
, !- Vertex 8 X-coordinate {m}
, !- Vertex 8 Y-coordinate {m}
, !- Vertex 8 Z-coordinate {m}
, !- Vertex 9 X-coordinate {m}
, !- Vertex 9 Y-coordinate {m}
, !- Vertex 9 Z-coordinate {m}
, !- Vertex 10 X-coordinate {m}
, !- Vertex 10 Y-coordinate {m}
, !- Vertex 10 Z-coordinate {m}
, !- Vertex 11 X-coordinate {m}
, !- Vertex 11 Y-coordinate {m}
, !- Vertex 11 Z-coordinate {m}
, !- Vertex 12 X-coordinate {m}
, !- Vertex 12 Y-coordinate {m}
, !- Vertex 12 Z-coordinate {m}
, !- Vertex 13 X-coordinate {m}
, !- Vertex 13 Y-coordinate {m}
, !- Vertex 13 Z-coordinate {m}
, !- Vertex 14 X-coordinate {m}
, !- Vertex 14 Y-coordinate {m}
, !- Vertex 14 Z-coordinate {m}
, !- Vertex 15 X-coordinate {m}
, !- Vertex 15 Y-coordinate {m}
, !- Vertex 15 Z-coordinate {m}
, !- Vertex 16 X-coordinate {m}
, !- Vertex 16 Y-coordinate {m}
, !- Vertex 16 Z-coordinate {m}
, !- Vertex 17 X-coordinate {m}
, !- Vertex 17 Y-coordinate {m}
, !- Vertex 17 Z-coordinate {m}
, !- Vertex 18 X-coordinate {m}
, !- Vertex 18 Y-coordinate {m}
, !- Vertex 18 Z-coordinate {m}
, !- Vertex 19 X-coordinate {m}
, !- Vertex 19 Y-coordinate {m}
, !- Vertex 19 Z-coordinate {m}
, !- Vertex 20 X-coordinate {m}
, !- Vertex 20 Y-coordinate {m}
; !- Vertex 20 Z-coordinate {m}
BuildingSurface:Detailed,
L1-101-SalesRefrigerationReachInPrepared_Srf_4, !- Name
Wall, !- Surface Type
Hole, !- Construction Name
L1-101-SalesRefrigerationReachInPrepared Thermal Zone, !- Zone Name
Surface, !- Outside Boundary Condition
L1-101-SalesRefrigerationReachInChees_Srf_2, !- Outside Boundary Condition Object
NoSun, !- Sun Exposure
NoWind, !- Wind Exposure
, !- View Factor to Ground
4, !- Number of Vertices
79.675, !- Vertex 1 X-coordinate {m}
44.075, !- Vertex 1 Y-coordinate {m}
2.134, !- Vertex 1 Z-coordinate {m}
79.675, !- Vertex 2 X-coordinate {m}
44.075, !- Vertex 2 Y-coordinate {m}
0, !- Vertex 2 Z-coordinate {m}
77.337, !- Vertex 3 X-coordinate {m}
44.075, !- Vertex 3 Y-coordinate {m}
0, !- Vertex 3 Z-coordinate {m}
77.337, !- Vertex 4 X-coordinate {m}
44.075, !- Vertex 4 Y-coordinate {m}
2.134, !- Vertex 4 Z-coordinate {m}
, !- Vertex 5 X-coordinate {m}
, !- Vertex 5 Y-coordinate {m}
, !- Vertex 5 Z-coordinate {m}
, !- Vertex 6 X-coordinate {m}
, !- Vertex 6 Y-coordinate {m}
, !- Vertex 6 Z-coordinate {m}
, !- Vertex 7 X-coordinate {m}
, !- Vertex 7 Y-coordinate {m}
, !- Vertex 7 Z-coordinate {m}
, !- Vertex 8 X-coordinate {m}
, !- Vertex 8 Y-coordinate {m}
, !- Vertex 8 Z-coordinate {m}
, !- Vertex 9 X-coordinate {m}
, !- Vertex 9 Y-coordinate {m}
, !- Vertex 9 Z-coordinate {m}
, !- Vertex 10 X-coordinate {m}
, !- Vertex 10 Y-coordinate {m}
, !- Vertex 10 Z-coordinate {m}
, !- Vertex 11 X-coordinate {m}
, !- Vertex 11 Y-coordinate {m}
, !- Vertex 11 Z-coordinate {m}
, !- Vertex 12 X-coordinate {m}
, !- Vertex 12 Y-coordinate {m}
, !- Vertex 12 Z-coordinate {m}
, !- Vertex 13 X-coordinate {m}
, !- Vertex 13 Y-coordinate {m}
, !- Vertex 13 Z-coordinate {m}
, !- Vertex 14 X-coordinate {m}
, !- Vertex 14 Y-coordinate {m}
, !- Vertex 14 Z-coordinate {m}
, !- Vertex 15 X-coordinate {m}
, !- Vertex 15 Y-coordinate {m}
, !- Vertex 15 Z-coordinate {m}
, !- Vertex 16 X-coordinate {m}
, !- Vertex 16 Y-coordinate {m}
, !- Vertex 16 Z-coordinate {m}
, !- Vertex 17 X-coordinate {m}
, !- Vertex 17 Y-coordinate {m}
, !- Vertex 17 Z-coordinate {m}
, !- Vertex 18 X-coordinate {m}
, !- Vertex 18 Y-coordinate {m}
, !- Vertex 18 Z-coordinate {m}
, !- Vertex 19 X-coordinate {m}
, !- Vertex 19 Y-coordinate {m}
, !- Vertex 19 Z-coordinate {m}
, !- Vertex 20 X-coordinate {m}
, !- Vertex 20 Y-coordinate {m}
; !- Vertex 20 Z-coordinate {m}
BuildingSurface:Detailed,
L1-101-SalesRefrigerationReachInPrepared_Srf_5, !- Name
Wall, !- Surface Type
Hole, !- Construction Name
L1-101-SalesRefrigerationReachInPrepared Thermal Zone, !- Zone Name
Surface, !- Outside Boundary Condition
L1-101-SalesCirculation5_Srf_16, !- Outside Boundary Condition Object
NoSun, !- Sun Exposure
NoWind, !- Wind Exposure
, !- View Factor to Ground
4, !- Number of Vertices
77.337, !- Vertex 1 X-coordinate {m}
44.075, !- Vertex 1 Y-coordinate {m}
2.134, !- Vertex 1 Z-coordinate {m}
77.337, !- Vertex 2 X-coordinate {m}
44.075, !- Vertex 2 Y-coordinate {m}
0, !- Vertex 2 Z-coordinate {m}
77.337, !- Vertex 3 X-coordinate {m}
41.605, !- Vertex 3 Y-coordinate {m}
0, !- Vertex 3 Z-coordinate {m}
77.337, !- Vertex 4 X-coordinate {m}
41.605, !- Vertex 4 Y-coordinate {m}
2.134, !- Vertex 4 Z-coordinate {m}
, !- Vertex 5 X-coordinate {m}
, !- Vertex 5 Y-coordinate {m}
, !- Vertex 5 Z-coordinate {m}
, !- Vertex 6 X-coordinate {m}
, !- Vertex 6 Y-coordinate {m}
, !- Vertex 6 Z-coordinate {m}
, !- Vertex 7 X-coordinate {m}
, !- Vertex 7 Y-coordinate {m}
, !- Vertex 7 Z-coordinate {m}
, !- Vertex 8 X-coordinate {m}
, !- Vertex 8 Y-coordinate {m}
, !- Vertex 8 Z-coordinate {m}
, !- Vertex 9 X-coordinate {m}
, !- Vertex 9 Y-coordinate {m}
, !- Vertex 9 Z-coordinate {m}
, !- Vertex 10 X-coordinate {m}
, !- Vertex 10 Y-coordinate {m}
, !- Vertex 10 Z-coordinate {m}
, !- Vertex 11 X-coordinate {m}
, !- Vertex 11 Y-coordinate {m}
, !- Vertex 11 Z-coordinate {m}
, !- Vertex 12 X-coordinate {m}
, !- Vertex 12 Y-coordinate {m}
, !- Vertex 12 Z-coordinate {m}
, !- Vertex 13 X-coordinate {m}
, !- Vertex 13 Y-coordinate {m}
, !- Vertex 13 Z-coordinate {m}
, !- Vertex 14 X-coordinate {m}
, !- Vertex 14 Y-coordinate {m}
, !- Vertex 14 Z-coordinate {m}
, !- Vertex 15 X-coordinate {m}
, !- Vertex 15 Y-coordinate {m}
, !- Vertex 15 Z-coordinate {m}
, !- Vertex 16 X-coordinate {m}
, !- Vertex 16 Y-coordinate {m}
, !- Vertex 16 Z-coordinate {m}
, !- Vertex 17 X-coordinate {m}
, !- Vertex 17 Y-coordinate {m}
, !- Vertex 17 Z-coordinate {m}
, !- Vertex 18 X-coordinate {m}
, !- Vertex 18 Y-coordinate {m}
, !- Vertex 18 Z-coordinate {m}
, !- Vertex 19 X-coordinate {m}
, !- Vertex 19 Y-coordinate {m}
, !- Vertex 19 Z-coordinate {m}
, !- Vertex 20 X-coordinate {m}
, !- Vertex 20 Y-coordinate {m}
; !- Vertex 20 Z-coordinate {m}
BuildingSurface:Detailed,
L1-101-SalesRefrigerationReachInPrepared_Srf_6, !- Name
Roof, !- Surface Type
Roof_BOH, !- Construction Name
L1-101-SalesRefrigerationReachInPrepared Thermal Zone, !- Zone Name
Outdoors, !- Outside Boundary Condition
, !- Outside Boundary Condition Object
SunExposed, !- Sun Exposure
WindExposed, !- Wind Exposure
, !- View Factor to Ground
4, !- Number of Vertices
77.337, !- Vertex 1 X-coordinate {m}
44.075, !- Vertex 1 Y-coordinate {m}
2.134, !- Vertex 1 Z-coordinate {m}
77.337, !- Vertex 2 X-coordinate {m}
34.245, !- Vertex 2 Y-coordinate {m}
2.134, !- Vertex 2 Z-coordinate {m}
79.675, !- Vertex 3 X-coordinate {m}
34.245, !- Vertex 3 Y-coordinate {m}
2.134, !- Vertex 3 Z-coordinate {m}
79.675, !- Vertex 4 X-coordinate {m}
44.075, !- Vertex 4 Y-coordinate {m}
2.134, !- Vertex 4 Z-coordinate {m}
, !- Vertex 5 X-coordinate {m}
, !- Vertex 5 Y-coordinate {m}
, !- Vertex 5 Z-coordinate {m}
, !- Vertex 6 X-coordinate {m}
, !- Vertex 6 Y-coordinate {m}
, !- Vertex 6 Z-coordinate {m}
, !- Vertex 7 X-coordinate {m}
, !- Vertex 7 Y-coordinate {m}
, !- Vertex 7 Z-coordinate {m}
, !- Vertex 8 X-coordinate {m}
, !- Vertex 8 Y-coordinate {m}
, !- Vertex 8 Z-coordinate {m}
, !- Vertex 9 X-coordinate {m}
, !- Vertex 9 Y-coordinate {m}
, !- Vertex 9 Z-coordinate {m}
, !- Vertex 10 X-coordinate {m}
, !- Vertex 10 Y-coordinate {m}
, !- Vertex 10 Z-coordinate {m}
, !- Vertex 11 X-coordinate {m}
, !- Vertex 11 Y-coordinate {m}
, !- Vertex 11 Z-coordinate {m}
, !- Vertex 12 X-coordinate {m}
, !- Vertex 12 Y-coordinate {m}
, !- Vertex 12 Z-coordinate {m}
, !- Vertex 13 X-coordinate {m}
, !- Vertex 13 Y-coordinate {m}
, !- Vertex 13 Z-coordinate {m}
, !- Vertex 14 X-coordinate {m}
, !- Vertex 14 Y-coordinate {m}
, !- Vertex 14 Z-coordinate {m}
, !- Vertex 15 X-coordinate {m}
, !- Vertex 15 Y-coordinate {m}
, !- Vertex 15 Z-coordinate {m}
, !- Vertex 16 X-coordinate {m}
, !- Vertex 16 Y-coordinate {m}
, !- Vertex 16 Z-coordinate {m}
, !- Vertex 17 X-coordinate {m}
, !- Vertex 17 Y-coordinate {m}
, !- Vertex 17 Z-coordinate {m}
, !- Vertex 18 X-coordinate {m}
, !- Vertex 18 Y-coordinate {m}
, !- Vertex 18 Z-coordinate {m}
, !- Vertex 19 X-coordinate {m}
, !- Vertex 19 Y-coordinate {m}
, !- Vertex 19 Z-coordinate {m}
, !- Vertex 20 X-coordinate {m}
, !- Vertex 20 Y-coordinate {m}
; !- Vertex 20 Z-coordinate {m}
BuildingSurface:Detailed,
L1-101-SalesWine_Srf_0, !- Name
Floor, !- Surface Type
Hole, !- Construction Name
L1-101-SalesWine Thermal Zone, !- Zone Name
ground, !- Outside Boundary Condition
, !- Outside Boundary Condition Object
NoSun, !- Sun Exposure
NoWind, !- Wind Exposure
, !- View Factor to Ground
4, !- Number of Vertices
72.847, !- Vertex 1 X-coordinate {m}
54.529, !- Vertex 1 Y-coordinate {m}
0, !- Vertex 1 Z-coordinate {m}
72.847, !- Vertex 2 X-coordinate {m}
50.902, !- Vertex 2 Y-coordinate {m}
0, !- Vertex 2 Z-coordinate {m}
68.001, !- Vertex 3 X-coordinate {m}
50.902, !- Vertex 3 Y-coordinate {m}
0, !- Vertex 3 Z-coordinate {m}
68.001, !- Vertex 4 X-coordinate {m}
54.529, !- Vertex 4 Y-coordinate {m}
0, !- Vertex 4 Z-coordinate {m}
, !- Vertex 5 X-coordinate {m}
, !- Vertex 5 Y-coordinate {m}
, !- Vertex 5 Z-coordinate {m}
, !- Vertex 6 X-coordinate {m}
, !- Vertex 6 Y-coordinate {m}
, !- Vertex 6 Z-coordinate {m}
, !- Vertex 7 X-coordinate {m}
, !- Vertex 7 Y-coordinate {m}
, !- Vertex 7 Z-coordinate {m}
, !- Vertex 8 X-coordinate {m}
, !- Vertex 8 Y-coordinate {m}
, !- Vertex 8 Z-coordinate {m}
, !- Vertex 9 X-coordinate {m}
, !- Vertex 9 Y-coordinate {m}
, !- Vertex 9 Z-coordinate {m}
, !- Vertex 10 X-coordinate {m}
, !- Vertex 10 Y-coordinate {m}
, !- Vertex 10 Z-coordinate {m}
, !- Vertex 11 X-coordinate {m}
, !- Vertex 11 Y-coordinate {m}
, !- Vertex 11 Z-coordinate {m}
, !- Vertex 12 X-coordinate {m}
, !- Vertex 12 Y-coordinate {m}
, !- Vertex 12 Z-coordinate {m}
, !- Vertex 13 X-coordinate {m}
, !- Vertex 13 Y-coordinate {m}
, !- Vertex 13 Z-coordinate {m}
, !- Vertex 14 X-coordinate {m}
, !- Vertex 14 Y-coordinate {m}
, !- Vertex 14 Z-coordinate {m}
, !- Vertex 15 X-coordinate {m}
, !- Vertex 15 Y-coordinate {m}
, !- Vertex 15 Z-coordinate {m}
, !- Vertex 16 X-coordinate {m}
, !- Vertex 16 Y-coordinate {m}
, !- Vertex 16 Z-coordinate {m}
, !- Vertex 17 X-coordinate {m}
, !- Vertex 17 Y-coordinate {m}
, !- Vertex 17 Z-coordinate {m}
, !- Vertex 18 X-coordinate {m}
, !- Vertex 18 Y-coordinate {m}
, !- Vertex 18 Z-coordinate {m}
, !- Vertex 19 X-coordinate {m}
, !- Vertex 19 Y-coordinate {m}
, !- Vertex 19 Z-coordinate {m}
, !- Vertex 20 X-coordinate {m}
, !- Vertex 20 Y-coordinate {m}
; !- Vertex 20 Z-coordinate {m}
BuildingSurface:Detailed,
L1-101-SalesWine_Srf_1, !- Name
Wall, !- Surface Type
Hole, !- Construction Name
L1-101-SalesWine Thermal Zone, !- Zone Name
Surface, !- Outside Boundary Condition
L1-101-SalesAisle10_Srf_7, !- Outside Boundary Condition Object
NoSun, !- Sun Exposure
NoWind, !- Wind Exposure
, !- View Factor to Ground
4, !- Number of Vertices
68.001, !- Vertex 1 X-coordinate {m}
52.767, !- Vertex 1 Y-coordinate {m}
2.134, !- Vertex 1 Z-coordinate {m}
68.001, !- Vertex 2 X-coordinate {m}
52.767, !- Vertex 2 Y-coordinate {m}
0, !- Vertex 2 Z-coordinate {m}
68.001, !- Vertex 3 X-coordinate {m}
50.902, !- Vertex 3 Y-coordinate {m}
0, !- Vertex 3 Z-coordinate {m}
68.001, !- Vertex 4 X-coordinate {m}
50.902, !- Vertex 4 Y-coordinate {m}
2.134, !- Vertex 4 Z-coordinate {m}
, !- Vertex 5 X-coordinate {m}
, !- Vertex 5 Y-coordinate {m}
, !- Vertex 5 Z-coordinate {m}
, !- Vertex 6 X-coordinate {m}
, !- Vertex 6 Y-coordinate {m}
, !- Vertex 6 Z-coordinate {m}
, !- Vertex 7 X-coordinate {m}
, !- Vertex 7 Y-coordinate {m}
, !- Vertex 7 Z-coordinate {m}
, !- Vertex 8 X-coordinate {m}
, !- Vertex 8 Y-coordinate {m}
, !- Vertex 8 Z-coordinate {m}
, !- Vertex 9 X-coordinate {m}
, !- Vertex 9 Y-coordinate {m}
, !- Vertex 9 Z-coordinate {m}
, !- Vertex 10 X-coordinate {m}
, !- Vertex 10 Y-coordinate {m}
, !- Vertex 10 Z-coordinate {m}
, !- Vertex 11 X-coordinate {m}
, !- Vertex 11 Y-coordinate {m}
, !- Vertex 11 Z-coordinate {m}
, !- Vertex 12 X-coordinate {m}
, !- Vertex 12 Y-coordinate {m}
, !- Vertex 12 Z-coordinate {m}
, !- Vertex 13 X-coordinate {m}
, !- Vertex 13 Y-coordinate {m}
, !- Vertex 13 Z-coordinate {m}
, !- Vertex 14 X-coordinate {m}
, !- Vertex 14 Y-coordinate {m}
, !- Vertex 14 Z-coordinate {m}
, !- Vertex 15 X-coordinate {m}
, !- Vertex 15 Y-coordinate {m}
, !- Vertex 15 Z-coordinate {m}
, !- Vertex 16 X-coordinate {m}
, !- Vertex 16 Y-coordinate {m}
, !- Vertex 16 Z-coordinate {m}
, !- Vertex 17 X-coordinate {m}
, !- Vertex 17 Y-coordinate {m}
, !- Vertex 17 Z-coordinate {m}
, !- Vertex 18 X-coordinate {m}
, !- Vertex 18 Y-coordinate {m}
, !- Vertex 18 Z-coordinate {m}
, !- Vertex 19 X-coordinate {m}
, !- Vertex 19 Y-coordinate {m}
, !- Vertex 19 Z-coordinate {m}
, !- Vertex 20 X-coordinate {m}
, !- Vertex 20 Y-coordinate {m}
; !- Vertex 20 Z-coordinate {m}
BuildingSurface:Detailed,
L1-101-SalesWine_Srf_2, !- Name
Wall, !- Surface Type
Hole, !- Construction Name
L1-101-SalesWine Thermal Zone, !- Zone Name
Surface, !- Outside Boundary Condition
L1-101-SalesCirculation6_Srf_6, !- Outside Boundary Condition Object
NoSun, !- Sun Exposure
NoWind, !- Wind Exposure
, !- View Factor to Ground
4, !- Number of Vertices
68.001, !- Vertex 1 X-coordinate {m}
50.902, !- Vertex 1 Y-coordinate {m}
2.134, !- Vertex 1 Z-coordinate {m}
68.001, !- Vertex 2 X-coordinate {m}
50.902, !- Vertex 2 Y-coordinate {m}
0, !- Vertex 2 Z-coordinate {m}
72.847, !- Vertex 3 X-coordinate {m}
50.902, !- Vertex 3 Y-coordinate {m}
0, !- Vertex 3 Z-coordinate {m}
72.847, !- Vertex 4 X-coordinate {m}
50.902, !- Vertex 4 Y-coordinate {m}
2.134, !- Vertex 4 Z-coordinate {m}
, !- Vertex 5 X-coordinate {m}
, !- Vertex 5 Y-coordinate {m}
, !- Vertex 5 Z-coordinate {m}
, !- Vertex 6 X-coordinate {m}
, !- Vertex 6 Y-coordinate {m}
, !- Vertex 6 Z-coordinate {m}
, !- Vertex 7 X-coordinate {m}
, !- Vertex 7 Y-coordinate {m}
, !- Vertex 7 Z-coordinate {m}
, !- Vertex 8 X-coordinate {m}
, !- Vertex 8 Y-coordinate {m}
, !- Vertex 8 Z-coordinate {m}
, !- Vertex 9 X-coordinate {m}
, !- Vertex 9 Y-coordinate {m}
, !- Vertex 9 Z-coordinate {m}
, !- Vertex 10 X-coordinate {m}
, !- Vertex 10 Y-coordinate {m}
, !- Vertex 10 Z-coordinate {m}
, !- Vertex 11 X-coordinate {m}
, !- Vertex 11 Y-coordinate {m}
, !- Vertex 11 Z-coordinate {m}
, !- Vertex 12 X-coordinate {m}
, !- Vertex 12 Y-coordinate {m}
, !- Vertex 12 Z-coordinate {m}
, !- Vertex 13 X-coordinate {m}
, !- Vertex 13 Y-coordinate {m}
, !- Vertex 13 Z-coordinate {m}
, !- Vertex 14 X-coordinate {m}
, !- Vertex 14 Y-coordinate {m}
, !- Vertex 14 Z-coordinate {m}
, !- Vertex 15 X-coordinate {m}
, !- Vertex 15 Y-coordinate {m}
, !- Vertex 15 Z-coordinate {m}
, !- Vertex 16 X-coordinate {m}
, !- Vertex 16 Y-coordinate {m}
, !- Vertex 16 Z-coordinate {m}
, !- Vertex 17 X-coordinate {m}
, !- Vertex 17 Y-coordinate {m}
, !- Vertex 17 Z-coordinate {m}
, !- Vertex 18 X-coordinate {m}
, !- Vertex 18 Y-coordinate {m}
, !- Vertex 18 Z-coordinate {m}
, !- Vertex 19 X-coordinate {m}
, !- Vertex 19 Y-coordinate {m}
, !- Vertex 19 Z-coordinate {m}
, !- Vertex 20 X-coordinate {m}
, !- Vertex 20 Y-coordinate {m}
; !- Vertex 20 Z-coordinate {m}
BuildingSurface:Detailed,
L1-101-SalesWine_Srf_3, !- Name
Wall, !- Surface Type
Hole, !- Construction Name
L1-101-SalesWine Thermal Zone, !- Zone Name
Surface, !- Outside Boundary Condition
L1-101-SalesCirculation5_Srf_7, !- Outside Boundary Condition Object
NoSun, !- Sun Exposure
NoWind, !- Wind Exposure
, !- View Factor to Ground
4, !- Number of Vertices
72.847, !- Vertex 1 X-coordinate {m}
50.902, !- Vertex 1 Y-coordinate {m}
2.134, !- Vertex 1 Z-coordinate {m}
72.847, !- Vertex 2 X-coordinate {m}
50.902, !- Vertex 2 Y-coordinate {m}
0, !- Vertex 2 Z-coordinate {m}
72.847, !- Vertex 3 X-coordinate {m}
53.584, !- Vertex 3 Y-coordinate {m}
0, !- Vertex 3 Z-coordinate {m}
72.847, !- Vertex 4 X-coordinate {m}
53.584, !- Vertex 4 Y-coordinate {m}
2.134, !- Vertex 4 Z-coordinate {m}
, !- Vertex 5 X-coordinate {m}
, !- Vertex 5 Y-coordinate {m}
, !- Vertex 5 Z-coordinate {m}
, !- Vertex 6 X-coordinate {m}
, !- Vertex 6 Y-coordinate {m}
, !- Vertex 6 Z-coordinate {m}
, !- Vertex 7 X-coordinate {m}
, !- Vertex 7 Y-coordinate {m}
, !- Vertex 7 Z-coordinate {m}
, !- Vertex 8 X-coordinate {m}
, !- Vertex 8 Y-coordinate {m}
, !- Vertex 8 Z-coordinate {m}
, !- Vertex 9 X-coordinate {m}
, !- Vertex 9 Y-coordinate {m}
, !- Vertex 9 Z-coordinate {m}
, !- Vertex 10 X-coordinate {m}
, !- Vertex 10 Y-coordinate {m}
, !- Vertex 10 Z-coordinate {m}
, !- Vertex 11 X-coordinate {m}
, !- Vertex 11 Y-coordinate {m}
, !- Vertex 11 Z-coordinate {m}
, !- Vertex 12 X-coordinate {m}
, !- Vertex 12 Y-coordinate {m}
, !- Vertex 12 Z-coordinate {m}
, !- Vertex 13 X-coordinate {m}
, !- Vertex 13 Y-coordinate {m}
, !- Vertex 13 Z-coordinate {m}
, !- Vertex 14 X-coordinate {m}
, !- Vertex 14 Y-coordinate {m}
, !- Vertex 14 Z-coordinate {m}
, !- Vertex 15 X-coordinate {m}
, !- Vertex 15 Y-coordinate {m}
, !- Vertex 15 Z-coordinate {m}
, !- Vertex 16 X-coordinate {m}
, !- Vertex 16 Y-coordinate {m}
, !- Vertex 16 Z-coordinate {m}
, !- Vertex 17 X-coordinate {m}
, !- Vertex 17 Y-coordinate {m}
, !- Vertex 17 Z-coordinate {m}
, !- Vertex 18 X-coordinate {m}
, !- Vertex 18 Y-coordinate {m}
, !- Vertex 18 Z-coordinate {m}
, !- Vertex 19 X-coordinate {m}
, !- Vertex 19 Y-coordinate {m}
, !- Vertex 19 Z-coordinate {m}
, !- Vertex 20 X-coordinate {m}
, !- Vertex 20 Y-coordinate {m}
; !- Vertex 20 Z-coordinate {m}
BuildingSurface:Detailed,
L1-101-SalesWine_Srf_4, !- Name
Wall, !- Surface Type
Hole, !- Construction Name
L1-101-SalesWine Thermal Zone, !- Zone Name
Surface, !- Outside Boundary Condition
L1-101-SalesCirculation4_Srf_22, !- Outside Boundary Condition Object
NoSun, !- Sun Exposure
NoWind, !- Wind Exposure
, !- View Factor to Ground
4, !- Number of Vertices
72.847, !- Vertex 1 X-coordinate {m}
53.584, !- Vertex 1 Y-coordinate {m}
2.134, !- Vertex 1 Z-coordinate {m}
72.847, !- Vertex 2 X-coordinate {m}
53.584, !- Vertex 2 Y-coordinate {m}
0, !- Vertex 2 Z-coordinate {m}
72.847, !- Vertex 3 X-coordinate {m}
54.529, !- Vertex 3 Y-coordinate {m}
0, !- Vertex 3 Z-coordinate {m}
72.847, !- Vertex 4 X-coordinate {m}
54.529, !- Vertex 4 Y-coordinate {m}
2.134, !- Vertex 4 Z-coordinate {m}
, !- Vertex 5 X-coordinate {m}
, !- Vertex 5 Y-coordinate {m}
, !- Vertex 5 Z-coordinate {m}
, !- Vertex 6 X-coordinate {m}
, !- Vertex 6 Y-coordinate {m}
, !- Vertex 6 Z-coordinate {m}
, !- Vertex 7 X-coordinate {m}
, !- Vertex 7 Y-coordinate {m}
, !- Vertex 7 Z-coordinate {m}
, !- Vertex 8 X-coordinate {m}
, !- Vertex 8 Y-coordinate {m}
, !- Vertex 8 Z-coordinate {m}
, !- Vertex 9 X-coordinate {m}
, !- Vertex 9 Y-coordinate {m}
, !- Vertex 9 Z-coordinate {m}
, !- Vertex 10 X-coordinate {m}
, !- Vertex 10 Y-coordinate {m}
, !- Vertex 10 Z-coordinate {m}
, !- Vertex 11 X-coordinate {m}
, !- Vertex 11 Y-coordinate {m}
, !- Vertex 11 Z-coordinate {m}
, !- Vertex 12 X-coordinate {m}
, !- Vertex 12 Y-coordinate {m}
, !- Vertex 12 Z-coordinate {m}
, !- Vertex 13 X-coordinate {m}
, !- Vertex 13 Y-coordinate {m}
, !- Vertex 13 Z-coordinate {m}
, !- Vertex 14 X-coordinate {m}
, !- Vertex 14 Y-coordinate {m}
, !- Vertex 14 Z-coordinate {m}
, !- Vertex 15 X-coordinate {m}
, !- Vertex 15 Y-coordinate {m}
, !- Vertex 15 Z-coordinate {m}
, !- Vertex 16 X-coordinate {m}
, !- Vertex 16 Y-coordinate {m}
, !- Vertex 16 Z-coordinate {m}
, !- Vertex 17 X-coordinate {m}
, !- Vertex 17 Y-coordinate {m}
, !- Vertex 17 Z-coordinate {m}
, !- Vertex 18 X-coordinate {m}
, !- Vertex 18 Y-coordinate {m}
, !- Vertex 18 Z-coordinate {m}
, !- Vertex 19 X-coordinate {m}
, !- Vertex 19 Y-coordinate {m}
, !- Vertex 19 Z-coordinate {m}
, !- Vertex 20 X-coordinate {m}
, !- Vertex 20 Y-coordinate {m}
; !- Vertex 20 Z-coordinate {m}
BuildingSurface:Detailed,
L1-101-SalesWine_Srf_5, !- Name
Wall, !- Surface Type
Hole, !- Construction Name
L1-101-SalesWine Thermal Zone, !- Zone Name
Surface, !- Outside Boundary Condition
L1-101-SalesCirculation4_Srf_21, !- Outside Boundary Condition Object
NoSun, !- Sun Exposure
NoWind, !- Wind Exposure
, !- View Factor to Ground
4, !- Number of Vertices
72.847, !- Vertex 1 X-coordinate {m}
54.529, !- Vertex 1 Y-coordinate {m}
2.134, !- Vertex 1 Z-coordinate {m}
72.847, !- Vertex 2 X-coordinate {m}
54.529, !- Vertex 2 Y-coordinate {m}
0, !- Vertex 2 Z-coordinate {m}
68.001, !- Vertex 3 X-coordinate {m}
54.529, !- Vertex 3 Y-coordinate {m}
0, !- Vertex 3 Z-coordinate {m}
68.001, !- Vertex 4 X-coordinate {m}
54.529, !- Vertex 4 Y-coordinate {m}
2.134, !- Vertex 4 Z-coordinate {m}
, !- Vertex 5 X-coordinate {m}
, !- Vertex 5 Y-coordinate {m}
, !- Vertex 5 Z-coordinate {m}
, !- Vertex 6 X-coordinate {m}
, !- Vertex 6 Y-coordinate {m}
, !- Vertex 6 Z-coordinate {m}
, !- Vertex 7 X-coordinate {m}
, !- Vertex 7 Y-coordinate {m}
, !- Vertex 7 Z-coordinate {m}
, !- Vertex 8 X-coordinate {m}
, !- Vertex 8 Y-coordinate {m}
, !- Vertex 8 Z-coordinate {m}
, !- Vertex 9 X-coordinate {m}
, !- Vertex 9 Y-coordinate {m}
, !- Vertex 9 Z-coordinate {m}
, !- Vertex 10 X-coordinate {m}
, !- Vertex 10 Y-coordinate {m}
, !- Vertex 10 Z-coordinate {m}
, !- Vertex 11 X-coordinate {m}
, !- Vertex 11 Y-coordinate {m}
, !- Vertex 11 Z-coordinate {m}
, !- Vertex 12 X-coordinate {m}
, !- Vertex 12 Y-coordinate {m}
, !- Vertex 12 Z-coordinate {m}
, !- Vertex 13 X-coordinate {m}
, !- Vertex 13 Y-coordinate {m}
, !- Vertex 13 Z-coordinate {m}
, !- Vertex 14 X-coordinate {m}
, !- Vertex 14 Y-coordinate {m}
, !- Vertex 14 Z-coordinate {m}
, !- Vertex 15 X-coordinate {m}
, !- Vertex 15 Y-coordinate {m}
, !- Vertex 15 Z-coordinate {m}
, !- Vertex 16 X-coordinate {m}
, !- Vertex 16 Y-coordinate {m}
, !- Vertex 16 Z-coordinate {m}
, !- Vertex 17 X-coordinate {m}
, !- Vertex 17 Y-coordinate {m}
, !- Vertex 17 Z-coordinate {m}
, !- Vertex 18 X-coordinate {m}
, !- Vertex 18 Y-coordinate {m}
, !- Vertex 18 Z-coordinate {m}
, !- Vertex 19 X-coordinate {m}
, !- Vertex 19 Y-coordinate {m}
, !- Vertex 19 Z-coordinate {m}
, !- Vertex 20 X-coordinate {m}
, !- Vertex 20 Y-coordinate {m}
; !- Vertex 20 Z-coordinate {m}
BuildingSurface:Detailed,
L1-101-SalesWine_Srf_6, !- Name
Wall, !- Surface Type
Hole, !- Construction Name
L1-101-SalesWine Thermal Zone, !- Zone Name
Surface, !- Outside Boundary Condition
L1-101-SalesCirculation4_Srf_20, !- Outside Boundary Condition Object
NoSun, !- Sun Exposure
NoWind, !- Wind Exposure
, !- View Factor to Ground
4, !- Number of Vertices
68.001, !- Vertex 1 X-coordinate {m}
54.529, !- Vertex 1 Y-coordinate {m}
2.134, !- Vertex 1 Z-coordinate {m}
68.001, !- Vertex 2 X-coordinate {m}
54.529, !- Vertex 2 Y-coordinate {m}
0, !- Vertex 2 Z-coordinate {m}
68.001, !- Vertex 3 X-coordinate {m}
52.767, !- Vertex 3 Y-coordinate {m}
0, !- Vertex 3 Z-coordinate {m}
68.001, !- Vertex 4 X-coordinate {m}
52.767, !- Vertex 4 Y-coordinate {m}
2.134, !- Vertex 4 Z-coordinate {m}
, !- Vertex 5 X-coordinate {m}
, !- Vertex 5 Y-coordinate {m}
, !- Vertex 5 Z-coordinate {m}
, !- Vertex 6 X-coordinate {m}
, !- Vertex 6 Y-coordinate {m}
, !- Vertex 6 Z-coordinate {m}
, !- Vertex 7 X-coordinate {m}
, !- Vertex 7 Y-coordinate {m}
, !- Vertex 7 Z-coordinate {m}
, !- Vertex 8 X-coordinate {m}
, !- Vertex 8 Y-coordinate {m}
, !- Vertex 8 Z-coordinate {m}
, !- Vertex 9 X-coordinate {m}
, !- Vertex 9 Y-coordinate {m}
, !- Vertex 9 Z-coordinate {m}
, !- Vertex 10 X-coordinate {m}
, !- Vertex 10 Y-coordinate {m}
, !- Vertex 10 Z-coordinate {m}
, !- Vertex 11 X-coordinate {m}
, !- Vertex 11 Y-coordinate {m}
, !- Vertex 11 Z-coordinate {m}
, !- Vertex 12 X-coordinate {m}
, !- Vertex 12 Y-coordinate {m}
, !- Vertex 12 Z-coordinate {m}
, !- Vertex 13 X-coordinate {m}
, !- Vertex 13 Y-coordinate {m}
, !- Vertex 13 Z-coordinate {m}
, !- Vertex 14 X-coordinate {m}
, !- Vertex 14 Y-coordinate {m}
, !- Vertex 14 Z-coordinate {m}
, !- Vertex 15 X-coordinate {m}
, !- Vertex 15 Y-coordinate {m}
, !- Vertex 15 Z-coordinate {m}
, !- Vertex 16 X-coordinate {m}
, !- Vertex 16 Y-coordinate {m}
, !- Vertex 16 Z-coordinate {m}
, !- Vertex 17 X-coordinate {m}
, !- Vertex 17 Y-coordinate {m}
, !- Vertex 17 Z-coordinate {m}
, !- Vertex 18 X-coordinate {m}
, !- Vertex 18 Y-coordinate {m}
, !- Vertex 18 Z-coordinate {m}
, !- Vertex 19 X-coordinate {m}
, !- Vertex 19 Y-coordinate {m}
, !- Vertex 19 Z-coordinate {m}
, !- Vertex 20 X-coordinate {m}
, !- Vertex 20 Y-coordinate {m}
; !- Vertex 20 Z-coordinate {m}
BuildingSurface:Detailed,
L1-101-SalesWine_Srf_7, !- Name
Roof, !- Surface Type
Roof_BOH, !- Construction Name
L1-101-SalesWine Thermal Zone, !- Zone Name
Outdoors, !- Outside Boundary Condition
, !- Outside Boundary Condition Object
SunExposed, !- Sun Exposure
WindExposed, !- Wind Exposure
, !- View Factor to Ground
4, !- Number of Vertices
68.001, !- Vertex 1 X-coordinate {m}
54.529, !- Vertex 1 Y-coordinate {m}
2.134, !- Vertex 1 Z-coordinate {m}
68.001, !- Vertex 2 X-coordinate {m}
50.902, !- Vertex 2 Y-coordinate {m}
2.134, !- Vertex 2 Z-coordinate {m}
72.847, !- Vertex 3 X-coordinate {m}
50.902, !- Vertex 3 Y-coordinate {m}
2.134, !- Vertex 3 Z-coordinate {m}
72.847, !- Vertex 4 X-coordinate {m}
54.529, !- Vertex 4 Y-coordinate {m}
2.134, !- Vertex 4 Z-coordinate {m}
, !- Vertex 5 X-coordinate {m}
, !- Vertex 5 Y-coordinate {m}
, !- Vertex 5 Z-coordinate {m}
, !- Vertex 6 X-coordinate {m}
, !- Vertex 6 Y-coordinate {m}
, !- Vertex 6 Z-coordinate {m}
, !- Vertex 7 X-coordinate {m}
, !- Vertex 7 Y-coordinate {m}
, !- Vertex 7 Z-coordinate {m}
, !- Vertex 8 X-coordinate {m}
, !- Vertex 8 Y-coordinate {m}
, !- Vertex 8 Z-coordinate {m}
, !- Vertex 9 X-coordinate {m}
, !- Vertex 9 Y-coordinate {m}
, !- Vertex 9 Z-coordinate {m}
, !- Vertex 10 X-coordinate {m}
, !- Vertex 10 Y-coordinate {m}
, !- Vertex 10 Z-coordinate {m}
, !- Vertex 11 X-coordinate {m}
, !- Vertex 11 Y-coordinate {m}
, !- Vertex 11 Z-coordinate {m}
, !- Vertex 12 X-coordinate {m}
, !- Vertex 12 Y-coordinate {m}
, !- Vertex 12 Z-coordinate {m}
, !- Vertex 13 X-coordinate {m}
, !- Vertex 13 Y-coordinate {m}
, !- Vertex 13 Z-coordinate {m}
, !- Vertex 14 X-coordinate {m}
, !- Vertex 14 Y-coordinate {m}
, !- Vertex 14 Z-coordinate {m}
, !- Vertex 15 X-coordinate {m}
, !- Vertex 15 Y-coordinate {m}
, !- Vertex 15 Z-coordinate {m}
, !- Vertex 16 X-coordinate {m}
, !- Vertex 16 Y-coordinate {m}
, !- Vertex 16 Z-coordinate {m}
, !- Vertex 17 X-coordinate {m}
, !- Vertex 17 Y-coordinate {m}
, !- Vertex 17 Z-coordinate {m}
, !- Vertex 18 X-coordinate {m}
, !- Vertex 18 Y-coordinate {m}
, !- Vertex 18 Z-coordinate {m}
, !- Vertex 19 X-coordinate {m}
, !- Vertex 19 Y-coordinate {m}
, !- Vertex 19 Z-coordinate {m}
, !- Vertex 20 X-coordinate {m}
, !- Vertex 20 Y-coordinate {m}
; !- Vertex 20 Z-coordinate {m}
BuildingSurface:Detailed,
L1-102-Checkout1_Srf_0, !- Name
Floor, !- Surface Type
Hole, !- Construction Name
L1-102-Checkout1 Thermal Zone, !- Zone Name
ground, !- Outside Boundary Condition
, !- Outside Boundary Condition Object
NoSun, !- Sun Exposure
NoWind, !- Wind Exposure
, !- View Factor to Ground
4, !- Number of Vertices
60.046, !- Vertex 1 X-coordinate {m}
31.364, !- Vertex 1 Y-coordinate {m}
0, !- Vertex 1 Z-coordinate {m}
60.046, !- Vertex 2 X-coordinate {m}
27.645, !- Vertex 2 Y-coordinate {m}
0, !- Vertex 2 Z-coordinate {m}
57.882, !- Vertex 3 X-coordinate {m}
27.645, !- Vertex 3 Y-coordinate {m}
0, !- Vertex 3 Z-coordinate {m}
57.882, !- Vertex 4 X-coordinate {m}
31.364, !- Vertex 4 Y-coordinate {m}
0, !- Vertex 4 Z-coordinate {m}
, !- Vertex 5 X-coordinate {m}
, !- Vertex 5 Y-coordinate {m}
, !- Vertex 5 Z-coordinate {m}
, !- Vertex 6 X-coordinate {m}
, !- Vertex 6 Y-coordinate {m}
, !- Vertex 6 Z-coordinate {m}
, !- Vertex 7 X-coordinate {m}
, !- Vertex 7 Y-coordinate {m}
, !- Vertex 7 Z-coordinate {m}
, !- Vertex 8 X-coordinate {m}
, !- Vertex 8 Y-coordinate {m}
, !- Vertex 8 Z-coordinate {m}
, !- Vertex 9 X-coordinate {m}
, !- Vertex 9 Y-coordinate {m}
, !- Vertex 9 Z-coordinate {m}
, !- Vertex 10 X-coordinate {m}
, !- Vertex 10 Y-coordinate {m}
, !- Vertex 10 Z-coordinate {m}
, !- Vertex 11 X-coordinate {m}
, !- Vertex 11 Y-coordinate {m}
, !- Vertex 11 Z-coordinate {m}
, !- Vertex 12 X-coordinate {m}
, !- Vertex 12 Y-coordinate {m}
, !- Vertex 12 Z-coordinate {m}
, !- Vertex 13 X-coordinate {m}
, !- Vertex 13 Y-coordinate {m}
, !- Vertex 13 Z-coordinate {m}
, !- Vertex 14 X-coordinate {m}
, !- Vertex 14 Y-coordinate {m}
, !- Vertex 14 Z-coordinate {m}
, !- Vertex 15 X-coordinate {m}
, !- Vertex 15 Y-coordinate {m}
, !- Vertex 15 Z-coordinate {m}
, !- Vertex 16 X-coordinate {m}
, !- Vertex 16 Y-coordinate {m}
, !- Vertex 16 Z-coordinate {m}
, !- Vertex 17 X-coordinate {m}
, !- Vertex 17 Y-coordinate {m}
, !- Vertex 17 Z-coordinate {m}
, !- Vertex 18 X-coordinate {m}
, !- Vertex 18 Y-coordinate {m}
, !- Vertex 18 Z-coordinate {m}
, !- Vertex 19 X-coordinate {m}
, !- Vertex 19 Y-coordinate {m}
, !- Vertex 19 Z-coordinate {m}
, !- Vertex 20 X-coordinate {m}
, !- Vertex 20 Y-coordinate {m}
; !- Vertex 20 Z-coordinate {m}
BuildingSurface:Detailed,
L1-102-Checkout1_Srf_1, !- Name
Wall, !- Surface Type
Hole, !- Construction Name
L1-102-Checkout1 Thermal Zone, !- Zone Name
Surface, !- Outside Boundary Condition
L1-101-SalesCirculation2_Srf_9, !- Outside Boundary Condition Object
NoSun, !- Sun Exposure
NoWind, !- Wind Exposure
, !- View Factor to Ground
4, !- Number of Vertices
60.046, !- Vertex 1 X-coordinate {m}
31.364, !- Vertex 1 Y-coordinate {m}
2.134, !- Vertex 1 Z-coordinate {m}
60.046, !- Vertex 2 X-coordinate {m}
31.364, !- Vertex 2 Y-coordinate {m}
0, !- Vertex 2 Z-coordinate {m}
57.882, !- Vertex 3 X-coordinate {m}
31.364, !- Vertex 3 Y-coordinate {m}
0, !- Vertex 3 Z-coordinate {m}
57.882, !- Vertex 4 X-coordinate {m}
31.364, !- Vertex 4 Y-coordinate {m}
2.134, !- Vertex 4 Z-coordinate {m}
, !- Vertex 5 X-coordinate {m}
, !- Vertex 5 Y-coordinate {m}
, !- Vertex 5 Z-coordinate {m}
, !- Vertex 6 X-coordinate {m}
, !- Vertex 6 Y-coordinate {m}
, !- Vertex 6 Z-coordinate {m}
, !- Vertex 7 X-coordinate {m}
, !- Vertex 7 Y-coordinate {m}
, !- Vertex 7 Z-coordinate {m}
, !- Vertex 8 X-coordinate {m}
, !- Vertex 8 Y-coordinate {m}
, !- Vertex 8 Z-coordinate {m}
, !- Vertex 9 X-coordinate {m}
, !- Vertex 9 Y-coordinate {m}
, !- Vertex 9 Z-coordinate {m}
, !- Vertex 10 X-coordinate {m}
, !- Vertex 10 Y-coordinate {m}
, !- Vertex 10 Z-coordinate {m}
, !- Vertex 11 X-coordinate {m}
, !- Vertex 11 Y-coordinate {m}
, !- Vertex 11 Z-coordinate {m}
, !- Vertex 12 X-coordinate {m}
, !- Vertex 12 Y-coordinate {m}
, !- Vertex 12 Z-coordinate {m}
, !- Vertex 13 X-coordinate {m}
, !- Vertex 13 Y-coordinate {m}
, !- Vertex 13 Z-coordinate {m}
, !- Vertex 14 X-coordinate {m}
, !- Vertex 14 Y-coordinate {m}
, !- Vertex 14 Z-coordinate {m}
, !- Vertex 15 X-coordinate {m}
, !- Vertex 15 Y-coordinate {m}
, !- Vertex 15 Z-coordinate {m}
, !- Vertex 16 X-coordinate {m}
, !- Vertex 16 Y-coordinate {m}
, !- Vertex 16 Z-coordinate {m}
, !- Vertex 17 X-coordinate {m}
, !- Vertex 17 Y-coordinate {m}
, !- Vertex 17 Z-coordinate {m}
, !- Vertex 18 X-coordinate {m}
, !- Vertex 18 Y-coordinate {m}
, !- Vertex 18 Z-coordinate {m}
, !- Vertex 19 X-coordinate {m}
, !- Vertex 19 Y-coordinate {m}
, !- Vertex 19 Z-coordinate {m}
, !- Vertex 20 X-coordinate {m}
, !- Vertex 20 Y-coordinate {m}
; !- Vertex 20 Z-coordinate {m}
BuildingSurface:Detailed,
L1-102-Checkout1_Srf_2, !- Name
Wall, !- Surface Type
Hole, !- Construction Name
L1-102-Checkout1 Thermal Zone, !- Zone Name
Surface, !- Outside Boundary Condition
L1-103-Floral_Srf_4, !- Outside Boundary Condition Object
NoSun, !- Sun Exposure
NoWind, !- Wind Exposure
, !- View Factor to Ground
4, !- Number of Vertices
57.882, !- Vertex 1 X-coordinate {m}
31.364, !- Vertex 1 Y-coordinate {m}
2.134, !- Vertex 1 Z-coordinate {m}
57.882, !- Vertex 2 X-coordinate {m}
31.364, !- Vertex 2 Y-coordinate {m}
0, !- Vertex 2 Z-coordinate {m}
57.882, !- Vertex 3 X-coordinate {m}
27.645, !- Vertex 3 Y-coordinate {m}
0, !- Vertex 3 Z-coordinate {m}
57.882, !- Vertex 4 X-coordinate {m}
27.645, !- Vertex 4 Y-coordinate {m}
2.134, !- Vertex 4 Z-coordinate {m}
, !- Vertex 5 X-coordinate {m}
, !- Vertex 5 Y-coordinate {m}
, !- Vertex 5 Z-coordinate {m}
, !- Vertex 6 X-coordinate {m}
, !- Vertex 6 Y-coordinate {m}
, !- Vertex 6 Z-coordinate {m}
, !- Vertex 7 X-coordinate {m}
, !- Vertex 7 Y-coordinate {m}
, !- Vertex 7 Z-coordinate {m}
, !- Vertex 8 X-coordinate {m}
, !- Vertex 8 Y-coordinate {m}
, !- Vertex 8 Z-coordinate {m}
, !- Vertex 9 X-coordinate {m}
, !- Vertex 9 Y-coordinate {m}
, !- Vertex 9 Z-coordinate {m}
, !- Vertex 10 X-coordinate {m}
, !- Vertex 10 Y-coordinate {m}
, !- Vertex 10 Z-coordinate {m}
, !- Vertex 11 X-coordinate {m}
, !- Vertex 11 Y-coordinate {m}
, !- Vertex 11 Z-coordinate {m}
, !- Vertex 12 X-coordinate {m}
, !- Vertex 12 Y-coordinate {m}
, !- Vertex 12 Z-coordinate {m}
, !- Vertex 13 X-coordinate {m}
, !- Vertex 13 Y-coordinate {m}
, !- Vertex 13 Z-coordinate {m}
, !- Vertex 14 X-coordinate {m}
, !- Vertex 14 Y-coordinate {m}
, !- Vertex 14 Z-coordinate {m}
, !- Vertex 15 X-coordinate {m}
, !- Vertex 15 Y-coordinate {m}
, !- Vertex 15 Z-coordinate {m}
, !- Vertex 16 X-coordinate {m}
, !- Vertex 16 Y-coordinate {m}
, !- Vertex 16 Z-coordinate {m}
, !- Vertex 17 X-coordinate {m}
, !- Vertex 17 Y-coordinate {m}
, !- Vertex 17 Z-coordinate {m}
, !- Vertex 18 X-coordinate {m}
, !- Vertex 18 Y-coordinate {m}
, !- Vertex 18 Z-coordinate {m}
, !- Vertex 19 X-coordinate {m}
, !- Vertex 19 Y-coordinate {m}
, !- Vertex 19 Z-coordinate {m}
, !- Vertex 20 X-coordinate {m}
, !- Vertex 20 Y-coordinate {m}
; !- Vertex 20 Z-coordinate {m}
BuildingSurface:Detailed,
L1-102-Checkout1_Srf_3, !- Name
Wall, !- Surface Type
Hole, !- Construction Name
L1-102-Checkout1 Thermal Zone, !- Zone Name
Surface, !- Outside Boundary Condition
L1-102-CheckoutBagging_Srf_11, !- Outside Boundary Condition Object
NoSun, !- Sun Exposure
NoWind, !- Wind Exposure
, !- View Factor to Ground
4, !- Number of Vertices
57.882, !- Vertex 1 X-coordinate {m}
27.645, !- Vertex 1 Y-coordinate {m}
2.134, !- Vertex 1 Z-coordinate {m}
57.882, !- Vertex 2 X-coordinate {m}
27.645, !- Vertex 2 Y-coordinate {m}
0, !- Vertex 2 Z-coordinate {m}
60.046, !- Vertex 3 X-coordinate {m}
27.645, !- Vertex 3 Y-coordinate {m}
0, !- Vertex 3 Z-coordinate {m}
60.046, !- Vertex 4 X-coordinate {m}
27.645, !- Vertex 4 Y-coordinate {m}
2.134, !- Vertex 4 Z-coordinate {m}
, !- Vertex 5 X-coordinate {m}
, !- Vertex 5 Y-coordinate {m}
, !- Vertex 5 Z-coordinate {m}
, !- Vertex 6 X-coordinate {m}
, !- Vertex 6 Y-coordinate {m}
, !- Vertex 6 Z-coordinate {m}
, !- Vertex 7 X-coordinate {m}
, !- Vertex 7 Y-coordinate {m}
, !- Vertex 7 Z-coordinate {m}
, !- Vertex 8 X-coordinate {m}
, !- Vertex 8 Y-coordinate {m}
, !- Vertex 8 Z-coordinate {m}
, !- Vertex 9 X-coordinate {m}
, !- Vertex 9 Y-coordinate {m}
, !- Vertex 9 Z-coordinate {m}
, !- Vertex 10 X-coordinate {m}
, !- Vertex 10 Y-coordinate {m}
, !- Vertex 10 Z-coordinate {m}
, !- Vertex 11 X-coordinate {m}
, !- Vertex 11 Y-coordinate {m}
, !- Vertex 11 Z-coordinate {m}
, !- Vertex 12 X-coordinate {m}
, !- Vertex 12 Y-coordinate {m}
, !- Vertex 12 Z-coordinate {m}
, !- Vertex 13 X-coordinate {m}
, !- Vertex 13 Y-coordinate {m}
, !- Vertex 13 Z-coordinate {m}
, !- Vertex 14 X-coordinate {m}
, !- Vertex 14 Y-coordinate {m}
, !- Vertex 14 Z-coordinate {m}
, !- Vertex 15 X-coordinate {m}
, !- Vertex 15 Y-coordinate {m}
, !- Vertex 15 Z-coordinate {m}
, !- Vertex 16 X-coordinate {m}
, !- Vertex 16 Y-coordinate {m}
, !- Vertex 16 Z-coordinate {m}
, !- Vertex 17 X-coordinate {m}
, !- Vertex 17 Y-coordinate {m}
, !- Vertex 17 Z-coordinate {m}
, !- Vertex 18 X-coordinate {m}
, !- Vertex 18 Y-coordinate {m}
, !- Vertex 18 Z-coordinate {m}
, !- Vertex 19 X-coordinate {m}
, !- Vertex 19 Y-coordinate {m}
, !- Vertex 19 Z-coordinate {m}
, !- Vertex 20 X-coordinate {m}
, !- Vertex 20 Y-coordinate {m}
; !- Vertex 20 Z-coordinate {m}
BuildingSurface:Detailed,
L1-102-Checkout1_Srf_4, !- Name
Wall, !- Surface Type
Hole, !- Construction Name
L1-102-Checkout1 Thermal Zone, !- Zone Name
Surface, !- Outside Boundary Condition
L1-102-Checkout2_Srf_2, !- Outside Boundary Condition Object
NoSun, !- Sun Exposure
NoWind, !- Wind Exposure
, !- View Factor to Ground
4, !- Number of Vertices
60.046, !- Vertex 1 X-coordinate {m}
27.645, !- Vertex 1 Y-coordinate {m}
2.134, !- Vertex 1 Z-coordinate {m}
60.046, !- Vertex 2 X-coordinate {m}
27.645, !- Vertex 2 Y-coordinate {m}
0, !- Vertex 2 Z-coordinate {m}
60.046, !- Vertex 3 X-coordinate {m}
31.364, !- Vertex 3 Y-coordinate {m}
0, !- Vertex 3 Z-coordinate {m}
60.046, !- Vertex 4 X-coordinate {m}
31.364, !- Vertex 4 Y-coordinate {m}
2.134, !- Vertex 4 Z-coordinate {m}
, !- Vertex 5 X-coordinate {m}
, !- Vertex 5 Y-coordinate {m}
, !- Vertex 5 Z-coordinate {m}
, !- Vertex 6 X-coordinate {m}
, !- Vertex 6 Y-coordinate {m}
, !- Vertex 6 Z-coordinate {m}
, !- Vertex 7 X-coordinate {m}
, !- Vertex 7 Y-coordinate {m}
, !- Vertex 7 Z-coordinate {m}
, !- Vertex 8 X-coordinate {m}
, !- Vertex 8 Y-coordinate {m}
, !- Vertex 8 Z-coordinate {m}
, !- Vertex 9 X-coordinate {m}
, !- Vertex 9 Y-coordinate {m}
, !- Vertex 9 Z-coordinate {m}
, !- Vertex 10 X-coordinate {m}
, !- Vertex 10 Y-coordinate {m}
, !- Vertex 10 Z-coordinate {m}
, !- Vertex 11 X-coordinate {m}
, !- Vertex 11 Y-coordinate {m}
, !- Vertex 11 Z-coordinate {m}
, !- Vertex 12 X-coordinate {m}
, !- Vertex 12 Y-coordinate {m}
, !- Vertex 12 Z-coordinate {m}
, !- Vertex 13 X-coordinate {m}
, !- Vertex 13 Y-coordinate {m}
, !- Vertex 13 Z-coordinate {m}
, !- Vertex 14 X-coordinate {m}
, !- Vertex 14 Y-coordinate {m}
, !- Vertex 14 Z-coordinate {m}
, !- Vertex 15 X-coordinate {m}
, !- Vertex 15 Y-coordinate {m}
, !- Vertex 15 Z-coordinate {m}
, !- Vertex 16 X-coordinate {m}
, !- Vertex 16 Y-coordinate {m}
, !- Vertex 16 Z-coordinate {m}
, !- Vertex 17 X-coordinate {m}
, !- Vertex 17 Y-coordinate {m}
, !- Vertex 17 Z-coordinate {m}
, !- Vertex 18 X-coordinate {m}
, !- Vertex 18 Y-coordinate {m}
, !- Vertex 18 Z-coordinate {m}
, !- Vertex 19 X-coordinate {m}
, !- Vertex 19 Y-coordinate {m}
, !- Vertex 19 Z-coordinate {m}
, !- Vertex 20 X-coordinate {m}
, !- Vertex 20 Y-coordinate {m}
; !- Vertex 20 Z-coordinate {m}
BuildingSurface:Detailed,
L1-102-Checkout1_Srf_5, !- Name
Roof, !- Surface Type
Roof_BOH, !- Construction Name
L1-102-Checkout1 Thermal Zone, !- Zone Name
Outdoors, !- Outside Boundary Condition
, !- Outside Boundary Condition Object
SunExposed, !- Sun Exposure
WindExposed, !- Wind Exposure
, !- View Factor to Ground
4, !- Number of Vertices
57.882, !- Vertex 1 X-coordinate {m}
31.364, !- Vertex 1 Y-coordinate {m}
2.134, !- Vertex 1 Z-coordinate {m}
57.882, !- Vertex 2 X-coordinate {m}
27.645, !- Vertex 2 Y-coordinate {m}
2.134, !- Vertex 2 Z-coordinate {m}
60.046, !- Vertex 3 X-coordinate {m}
27.645, !- Vertex 3 Y-coordinate {m}
2.134, !- Vertex 3 Z-coordinate {m}
60.046, !- Vertex 4 X-coordinate {m}
31.364, !- Vertex 4 Y-coordinate {m}
2.134, !- Vertex 4 Z-coordinate {m}
, !- Vertex 5 X-coordinate {m}
, !- Vertex 5 Y-coordinate {m}
, !- Vertex 5 Z-coordinate {m}
, !- Vertex 6 X-coordinate {m}
, !- Vertex 6 Y-coordinate {m}
, !- Vertex 6 Z-coordinate {m}
, !- Vertex 7 X-coordinate {m}
, !- Vertex 7 Y-coordinate {m}
, !- Vertex 7 Z-coordinate {m}
, !- Vertex 8 X-coordinate {m}
, !- Vertex 8 Y-coordinate {m}
, !- Vertex 8 Z-coordinate {m}
, !- Vertex 9 X-coordinate {m}
, !- Vertex 9 Y-coordinate {m}
, !- Vertex 9 Z-coordinate {m}
, !- Vertex 10 X-coordinate {m}
, !- Vertex 10 Y-coordinate {m}
, !- Vertex 10 Z-coordinate {m}
, !- Vertex 11 X-coordinate {m}
, !- Vertex 11 Y-coordinate {m}
, !- Vertex 11 Z-coordinate {m}
, !- Vertex 12 X-coordinate {m}
, !- Vertex 12 Y-coordinate {m}
, !- Vertex 12 Z-coordinate {m}
, !- Vertex 13 X-coordinate {m}
, !- Vertex 13 Y-coordinate {m}
, !- Vertex 13 Z-coordinate {m}
, !- Vertex 14 X-coordinate {m}
, !- Vertex 14 Y-coordinate {m}
, !- Vertex 14 Z-coordinate {m}
, !- Vertex 15 X-coordinate {m}
, !- Vertex 15 Y-coordinate {m}
, !- Vertex 15 Z-coordinate {m}
, !- Vertex 16 X-coordinate {m}
, !- Vertex 16 Y-coordinate {m}
, !- Vertex 16 Z-coordinate {m}
, !- Vertex 17 X-coordinate {m}
, !- Vertex 17 Y-coordinate {m}
, !- Vertex 17 Z-coordinate {m}
, !- Vertex 18 X-coordinate {m}
, !- Vertex 18 Y-coordinate {m}
, !- Vertex 18 Z-coordinate {m}
, !- Vertex 19 X-coordinate {m}
, !- Vertex 19 Y-coordinate {m}
, !- Vertex 19 Z-coordinate {m}
, !- Vertex 20 X-coordinate {m}
, !- Vertex 20 Y-coordinate {m}
; !- Vertex 20 Z-coordinate {m}
BuildingSurface:Detailed,
L1-102-Checkout2_Srf_0, !- Name
Floor, !- Surface Type
Hole, !- Construction Name
L1-102-Checkout2 Thermal Zone, !- Zone Name
ground, !- Outside Boundary Condition
, !- Outside Boundary Condition Object
NoSun, !- Sun Exposure
NoWind, !- Wind Exposure
, !- View Factor to Ground
4, !- Number of Vertices
62.21, !- Vertex 1 X-coordinate {m}
31.364, !- Vertex 1 Y-coordinate {m}
0, !- Vertex 1 Z-coordinate {m}
62.21, !- Vertex 2 X-coordinate {m}
27.645, !- Vertex 2 Y-coordinate {m}
0, !- Vertex 2 Z-coordinate {m}
60.046, !- Vertex 3 X-coordinate {m}
27.645, !- Vertex 3 Y-coordinate {m}
0, !- Vertex 3 Z-coordinate {m}
60.046, !- Vertex 4 X-coordinate {m}
31.364, !- Vertex 4 Y-coordinate {m}
0, !- Vertex 4 Z-coordinate {m}
, !- Vertex 5 X-coordinate {m}
, !- Vertex 5 Y-coordinate {m}
, !- Vertex 5 Z-coordinate {m}
, !- Vertex 6 X-coordinate {m}
, !- Vertex 6 Y-coordinate {m}
, !- Vertex 6 Z-coordinate {m}
, !- Vertex 7 X-coordinate {m}
, !- Vertex 7 Y-coordinate {m}
, !- Vertex 7 Z-coordinate {m}
, !- Vertex 8 X-coordinate {m}
, !- Vertex 8 Y-coordinate {m}
, !- Vertex 8 Z-coordinate {m}
, !- Vertex 9 X-coordinate {m}
, !- Vertex 9 Y-coordinate {m}
, !- Vertex 9 Z-coordinate {m}
, !- Vertex 10 X-coordinate {m}
, !- Vertex 10 Y-coordinate {m}
, !- Vertex 10 Z-coordinate {m}
, !- Vertex 11 X-coordinate {m}
, !- Vertex 11 Y-coordinate {m}
, !- Vertex 11 Z-coordinate {m}
, !- Vertex 12 X-coordinate {m}
, !- Vertex 12 Y-coordinate {m}
, !- Vertex 12 Z-coordinate {m}
, !- Vertex 13 X-coordinate {m}
, !- Vertex 13 Y-coordinate {m}
, !- Vertex 13 Z-coordinate {m}
, !- Vertex 14 X-coordinate {m}
, !- Vertex 14 Y-coordinate {m}
, !- Vertex 14 Z-coordinate {m}
, !- Vertex 15 X-coordinate {m}
, !- Vertex 15 Y-coordinate {m}
, !- Vertex 15 Z-coordinate {m}
, !- Vertex 16 X-coordinate {m}
, !- Vertex 16 Y-coordinate {m}
, !- Vertex 16 Z-coordinate {m}
, !- Vertex 17 X-coordinate {m}
, !- Vertex 17 Y-coordinate {m}
, !- Vertex 17 Z-coordinate {m}
, !- Vertex 18 X-coordinate {m}
, !- Vertex 18 Y-coordinate {m}
, !- Vertex 18 Z-coordinate {m}
, !- Vertex 19 X-coordinate {m}
, !- Vertex 19 Y-coordinate {m}
, !- Vertex 19 Z-coordinate {m}
, !- Vertex 20 X-coordinate {m}
, !- Vertex 20 Y-coordinate {m}
; !- Vertex 20 Z-coordinate {m}
BuildingSurface:Detailed,
L1-102-Checkout2_Srf_1, !- Name
Wall, !- Surface Type
Hole, !- Construction Name
L1-102-Checkout2 Thermal Zone, !- Zone Name
Surface, !- Outside Boundary Condition
L1-101-SalesCirculation2_Srf_10, !- Outside Boundary Condition Object
NoSun, !- Sun Exposure
NoWind, !- Wind Exposure
, !- View Factor to Ground
4, !- Number of Vertices
62.21, !- Vertex 1 X-coordinate {m}
31.364, !- Vertex 1 Y-coordinate {m}
2.134, !- Vertex 1 Z-coordinate {m}
62.21, !- Vertex 2 X-coordinate {m}
31.364, !- Vertex 2 Y-coordinate {m}
0, !- Vertex 2 Z-coordinate {m}
60.046, !- Vertex 3 X-coordinate {m}
31.364, !- Vertex 3 Y-coordinate {m}
0, !- Vertex 3 Z-coordinate {m}
60.046, !- Vertex 4 X-coordinate {m}
31.364, !- Vertex 4 Y-coordinate {m}
2.134, !- Vertex 4 Z-coordinate {m}
, !- Vertex 5 X-coordinate {m}
, !- Vertex 5 Y-coordinate {m}
, !- Vertex 5 Z-coordinate {m}
, !- Vertex 6 X-coordinate {m}
, !- Vertex 6 Y-coordinate {m}
, !- Vertex 6 Z-coordinate {m}
, !- Vertex 7 X-coordinate {m}
, !- Vertex 7 Y-coordinate {m}
, !- Vertex 7 Z-coordinate {m}
, !- Vertex 8 X-coordinate {m}
, !- Vertex 8 Y-coordinate {m}
, !- Vertex 8 Z-coordinate {m}
, !- Vertex 9 X-coordinate {m}
, !- Vertex 9 Y-coordinate {m}
, !- Vertex 9 Z-coordinate {m}
, !- Vertex 10 X-coordinate {m}
, !- Vertex 10 Y-coordinate {m}
, !- Vertex 10 Z-coordinate {m}
, !- Vertex 11 X-coordinate {m}
, !- Vertex 11 Y-coordinate {m}
, !- Vertex 11 Z-coordinate {m}
, !- Vertex 12 X-coordinate {m}
, !- Vertex 12 Y-coordinate {m}
, !- Vertex 12 Z-coordinate {m}
, !- Vertex 13 X-coordinate {m}
, !- Vertex 13 Y-coordinate {m}
, !- Vertex 13 Z-coordinate {m}
, !- Vertex 14 X-coordinate {m}
, !- Vertex 14 Y-coordinate {m}
, !- Vertex 14 Z-coordinate {m}
, !- Vertex 15 X-coordinate {m}
, !- Vertex 15 Y-coordinate {m}
, !- Vertex 15 Z-coordinate {m}
, !- Vertex 16 X-coordinate {m}
, !- Vertex 16 Y-coordinate {m}
, !- Vertex 16 Z-coordinate {m}
, !- Vertex 17 X-coordinate {m}
, !- Vertex 17 Y-coordinate {m}
, !- Vertex 17 Z-coordinate {m}
, !- Vertex 18 X-coordinate {m}
, !- Vertex 18 Y-coordinate {m}
, !- Vertex 18 Z-coordinate {m}
, !- Vertex 19 X-coordinate {m}
, !- Vertex 19 Y-coordinate {m}
, !- Vertex 19 Z-coordinate {m}
, !- Vertex 20 X-coordinate {m}
, !- Vertex 20 Y-coordinate {m}
; !- Vertex 20 Z-coordinate {m}
BuildingSurface:Detailed,
L1-102-Checkout2_Srf_2, !- Name
Wall, !- Surface Type
Hole, !- Construction Name
L1-102-Checkout2 Thermal Zone, !- Zone Name
Surface, !- Outside Boundary Condition
L1-102-Checkout1_Srf_4, !- Outside Boundary Condition Object
NoSun, !- Sun Exposure
NoWind, !- Wind Exposure
, !- View Factor to Ground
4, !- Number of Vertices
60.046, !- Vertex 1 X-coordinate {m}
31.364, !- Vertex 1 Y-coordinate {m}
2.134, !- Vertex 1 Z-coordinate {m}
60.046, !- Vertex 2 X-coordinate {m}
31.364, !- Vertex 2 Y-coordinate {m}
0, !- Vertex 2 Z-coordinate {m}
60.046, !- Vertex 3 X-coordinate {m}
27.645, !- Vertex 3 Y-coordinate {m}
0, !- Vertex 3 Z-coordinate {m}
60.046, !- Vertex 4 X-coordinate {m}
27.645, !- Vertex 4 Y-coordinate {m}
2.134, !- Vertex 4 Z-coordinate {m}
, !- Vertex 5 X-coordinate {m}
, !- Vertex 5 Y-coordinate {m}
, !- Vertex 5 Z-coordinate {m}
, !- Vertex 6 X-coordinate {m}
, !- Vertex 6 Y-coordinate {m}
, !- Vertex 6 Z-coordinate {m}
, !- Vertex 7 X-coordinate {m}
, !- Vertex 7 Y-coordinate {m}
, !- Vertex 7 Z-coordinate {m}
, !- Vertex 8 X-coordinate {m}
, !- Vertex 8 Y-coordinate {m}
, !- Vertex 8 Z-coordinate {m}
, !- Vertex 9 X-coordinate {m}
, !- Vertex 9 Y-coordinate {m}
, !- Vertex 9 Z-coordinate {m}
, !- Vertex 10 X-coordinate {m}
, !- Vertex 10 Y-coordinate {m}
, !- Vertex 10 Z-coordinate {m}
, !- Vertex 11 X-coordinate {m}
, !- Vertex 11 Y-coordinate {m}
, !- Vertex 11 Z-coordinate {m}
, !- Vertex 12 X-coordinate {m}
, !- Vertex 12 Y-coordinate {m}
, !- Vertex 12 Z-coordinate {m}
, !- Vertex 13 X-coordinate {m}
, !- Vertex 13 Y-coordinate {m}
, !- Vertex 13 Z-coordinate {m}
, !- Vertex 14 X-coordinate {m}
, !- Vertex 14 Y-coordinate {m}
, !- Vertex 14 Z-coordinate {m}
, !- Vertex 15 X-coordinate {m}
, !- Vertex 15 Y-coordinate {m}
, !- Vertex 15 Z-coordinate {m}
, !- Vertex 16 X-coordinate {m}
, !- Vertex 16 Y-coordinate {m}
, !- Vertex 16 Z-coordinate {m}
, !- Vertex 17 X-coordinate {m}
, !- Vertex 17 Y-coordinate {m}
, !- Vertex 17 Z-coordinate {m}
, !- Vertex 18 X-coordinate {m}
, !- Vertex 18 Y-coordinate {m}
, !- Vertex 18 Z-coordinate {m}
, !- Vertex 19 X-coordinate {m}
, !- Vertex 19 Y-coordinate {m}
, !- Vertex 19 Z-coordinate {m}
, !- Vertex 20 X-coordinate {m}
, !- Vertex 20 Y-coordinate {m}
; !- Vertex 20 Z-coordinate {m}
BuildingSurface:Detailed,
L1-102-Checkout2_Srf_3, !- Name
Wall, !- Surface Type
Hole, !- Construction Name
L1-102-Checkout2 Thermal Zone, !- Zone Name
Surface, !- Outside Boundary Condition
L1-102-CheckoutBagging_Srf_10, !- Outside Boundary Condition Object
NoSun, !- Sun Exposure
NoWind, !- Wind Exposure
, !- View Factor to Ground
4, !- Number of Vertices
60.046, !- Vertex 1 X-coordinate {m}
27.645, !- Vertex 1 Y-coordinate {m}
2.134, !- Vertex 1 Z-coordinate {m}
60.046, !- Vertex 2 X-coordinate {m}
27.645, !- Vertex 2 Y-coordinate {m}
0, !- Vertex 2 Z-coordinate {m}
62.21, !- Vertex 3 X-coordinate {m}
27.645, !- Vertex 3 Y-coordinate {m}
0, !- Vertex 3 Z-coordinate {m}
62.21, !- Vertex 4 X-coordinate {m}
27.645, !- Vertex 4 Y-coordinate {m}
2.134, !- Vertex 4 Z-coordinate {m}
, !- Vertex 5 X-coordinate {m}
, !- Vertex 5 Y-coordinate {m}
, !- Vertex 5 Z-coordinate {m}
, !- Vertex 6 X-coordinate {m}
, !- Vertex 6 Y-coordinate {m}
, !- Vertex 6 Z-coordinate {m}
, !- Vertex 7 X-coordinate {m}
, !- Vertex 7 Y-coordinate {m}
, !- Vertex 7 Z-coordinate {m}
, !- Vertex 8 X-coordinate {m}
, !- Vertex 8 Y-coordinate {m}
, !- Vertex 8 Z-coordinate {m}
, !- Vertex 9 X-coordinate {m}
, !- Vertex 9 Y-coordinate {m}
, !- Vertex 9 Z-coordinate {m}
, !- Vertex 10 X-coordinate {m}
, !- Vertex 10 Y-coordinate {m}
, !- Vertex 10 Z-coordinate {m}
, !- Vertex 11 X-coordinate {m}
, !- Vertex 11 Y-coordinate {m}
, !- Vertex 11 Z-coordinate {m}
, !- Vertex 12 X-coordinate {m}
, !- Vertex 12 Y-coordinate {m}
, !- Vertex 12 Z-coordinate {m}
, !- Vertex 13 X-coordinate {m}
, !- Vertex 13 Y-coordinate {m}
, !- Vertex 13 Z-coordinate {m}
, !- Vertex 14 X-coordinate {m}
, !- Vertex 14 Y-coordinate {m}
, !- Vertex 14 Z-coordinate {m}
, !- Vertex 15 X-coordinate {m}
, !- Vertex 15 Y-coordinate {m}
, !- Vertex 15 Z-coordinate {m}
, !- Vertex 16 X-coordinate {m}
, !- Vertex 16 Y-coordinate {m}
, !- Vertex 16 Z-coordinate {m}
, !- Vertex 17 X-coordinate {m}
, !- Vertex 17 Y-coordinate {m}
, !- Vertex 17 Z-coordinate {m}
, !- Vertex 18 X-coordinate {m}
, !- Vertex 18 Y-coordinate {m}
, !- Vertex 18 Z-coordinate {m}
, !- Vertex 19 X-coordinate {m}
, !- Vertex 19 Y-coordinate {m}
, !- Vertex 19 Z-coordinate {m}
, !- Vertex 20 X-coordinate {m}
, !- Vertex 20 Y-coordinate {m}
; !- Vertex 20 Z-coordinate {m}
BuildingSurface:Detailed,
L1-102-Checkout2_Srf_4, !- Name
Wall, !- Surface Type
Hole, !- Construction Name
L1-102-Checkout2 Thermal Zone, !- Zone Name
Surface, !- Outside Boundary Condition
L1-102-Checkout3_Srf_2, !- Outside Boundary Condition Object
NoSun, !- Sun Exposure
NoWind, !- Wind Exposure
, !- View Factor to Ground
4, !- Number of Vertices
62.21, !- Vertex 1 X-coordinate {m}
27.645, !- Vertex 1 Y-coordinate {m}
2.134, !- Vertex 1 Z-coordinate {m}
62.21, !- Vertex 2 X-coordinate {m}
27.645, !- Vertex 2 Y-coordinate {m}
0, !- Vertex 2 Z-coordinate {m}
62.21, !- Vertex 3 X-coordinate {m}
31.364, !- Vertex 3 Y-coordinate {m}
0, !- Vertex 3 Z-coordinate {m}
62.21, !- Vertex 4 X-coordinate {m}
31.364, !- Vertex 4 Y-coordinate {m}
2.134, !- Vertex 4 Z-coordinate {m}
, !- Vertex 5 X-coordinate {m}
, !- Vertex 5 Y-coordinate {m}
, !- Vertex 5 Z-coordinate {m}
, !- Vertex 6 X-coordinate {m}
, !- Vertex 6 Y-coordinate {m}
, !- Vertex 6 Z-coordinate {m}
, !- Vertex 7 X-coordinate {m}
, !- Vertex 7 Y-coordinate {m}
, !- Vertex 7 Z-coordinate {m}
, !- Vertex 8 X-coordinate {m}
, !- Vertex 8 Y-coordinate {m}
, !- Vertex 8 Z-coordinate {m}
, !- Vertex 9 X-coordinate {m}
, !- Vertex 9 Y-coordinate {m}
, !- Vertex 9 Z-coordinate {m}
, !- Vertex 10 X-coordinate {m}
, !- Vertex 10 Y-coordinate {m}
, !- Vertex 10 Z-coordinate {m}
, !- Vertex 11 X-coordinate {m}
, !- Vertex 11 Y-coordinate {m}
, !- Vertex 11 Z-coordinate {m}
, !- Vertex 12 X-coordinate {m}
, !- Vertex 12 Y-coordinate {m}
, !- Vertex 12 Z-coordinate {m}
, !- Vertex 13 X-coordinate {m}
, !- Vertex 13 Y-coordinate {m}
, !- Vertex 13 Z-coordinate {m}
, !- Vertex 14 X-coordinate {m}
, !- Vertex 14 Y-coordinate {m}
, !- Vertex 14 Z-coordinate {m}
, !- Vertex 15 X-coordinate {m}
, !- Vertex 15 Y-coordinate {m}
, !- Vertex 15 Z-coordinate {m}
, !- Vertex 16 X-coordinate {m}
, !- Vertex 16 Y-coordinate {m}
, !- Vertex 16 Z-coordinate {m}
, !- Vertex 17 X-coordinate {m}
, !- Vertex 17 Y-coordinate {m}
, !- Vertex 17 Z-coordinate {m}
, !- Vertex 18 X-coordinate {m}
, !- Vertex 18 Y-coordinate {m}
, !- Vertex 18 Z-coordinate {m}
, !- Vertex 19 X-coordinate {m}
, !- Vertex 19 Y-coordinate {m}
, !- Vertex 19 Z-coordinate {m}
, !- Vertex 20 X-coordinate {m}
, !- Vertex 20 Y-coordinate {m}
; !- Vertex 20 Z-coordinate {m}
BuildingSurface:Detailed,
L1-102-Checkout2_Srf_5, !- Name
Roof, !- Surface Type
Roof_BOH, !- Construction Name
L1-102-Checkout2 Thermal Zone, !- Zone Name
Outdoors, !- Outside Boundary Condition
, !- Outside Boundary Condition Object
SunExposed, !- Sun Exposure
WindExposed, !- Wind Exposure
, !- View Factor to Ground
4, !- Number of Vertices
60.046, !- Vertex 1 X-coordinate {m}
31.364, !- Vertex 1 Y-coordinate {m}
2.134, !- Vertex 1 Z-coordinate {m}
60.046, !- Vertex 2 X-coordinate {m}
27.645, !- Vertex 2 Y-coordinate {m}
2.134, !- Vertex 2 Z-coordinate {m}
62.21, !- Vertex 3 X-coordinate {m}
27.645, !- Vertex 3 Y-coordinate {m}
2.134, !- Vertex 3 Z-coordinate {m}
62.21, !- Vertex 4 X-coordinate {m}
31.364, !- Vertex 4 Y-coordinate {m}
2.134, !- Vertex 4 Z-coordinate {m}
, !- Vertex 5 X-coordinate {m}
, !- Vertex 5 Y-coordinate {m}
, !- Vertex 5 Z-coordinate {m}
, !- Vertex 6 X-coordinate {m}
, !- Vertex 6 Y-coordinate {m}
, !- Vertex 6 Z-coordinate {m}
, !- Vertex 7 X-coordinate {m}
, !- Vertex 7 Y-coordinate {m}
, !- Vertex 7 Z-coordinate {m}
, !- Vertex 8 X-coordinate {m}
, !- Vertex 8 Y-coordinate {m}
, !- Vertex 8 Z-coordinate {m}
, !- Vertex 9 X-coordinate {m}
, !- Vertex 9 Y-coordinate {m}
, !- Vertex 9 Z-coordinate {m}
, !- Vertex 10 X-coordinate {m}
, !- Vertex 10 Y-coordinate {m}
, !- Vertex 10 Z-coordinate {m}
, !- Vertex 11 X-coordinate {m}
, !- Vertex 11 Y-coordinate {m}
, !- Vertex 11 Z-coordinate {m}
, !- Vertex 12 X-coordinate {m}
, !- Vertex 12 Y-coordinate {m}
, !- Vertex 12 Z-coordinate {m}
, !- Vertex 13 X-coordinate {m}
, !- Vertex 13 Y-coordinate {m}
, !- Vertex 13 Z-coordinate {m}
, !- Vertex 14 X-coordinate {m}
, !- Vertex 14 Y-coordinate {m}
, !- Vertex 14 Z-coordinate {m}
, !- Vertex 15 X-coordinate {m}
, !- Vertex 15 Y-coordinate {m}
, !- Vertex 15 Z-coordinate {m}
, !- Vertex 16 X-coordinate {m}
, !- Vertex 16 Y-coordinate {m}
, !- Vertex 16 Z-coordinate {m}
, !- Vertex 17 X-coordinate {m}
, !- Vertex 17 Y-coordinate {m}
, !- Vertex 17 Z-coordinate {m}
, !- Vertex 18 X-coordinate {m}
, !- Vertex 18 Y-coordinate {m}
, !- Vertex 18 Z-coordinate {m}
, !- Vertex 19 X-coordinate {m}
, !- Vertex 19 Y-coordinate {m}
, !- Vertex 19 Z-coordinate {m}
, !- Vertex 20 X-coordinate {m}
, !- Vertex 20 Y-coordinate {m}
; !- Vertex 20 Z-coordinate {m}
BuildingSurface:Detailed,
L1-102-Checkout3_Srf_0, !- Name
Floor, !- Surface Type
Hole, !- Construction Name
L1-102-Checkout3 Thermal Zone, !- Zone Name
ground, !- Outside Boundary Condition
, !- Outside Boundary Condition Object
NoSun, !- Sun Exposure
NoWind, !- Wind Exposure
, !- View Factor to Ground
4, !- Number of Vertices
64.374, !- Vertex 1 X-coordinate {m}
31.364, !- Vertex 1 Y-coordinate {m}
0, !- Vertex 1 Z-coordinate {m}
64.374, !- Vertex 2 X-coordinate {m}
27.645, !- Vertex 2 Y-coordinate {m}
0, !- Vertex 2 Z-coordinate {m}
62.21, !- Vertex 3 X-coordinate {m}
27.645, !- Vertex 3 Y-coordinate {m}
0, !- Vertex 3 Z-coordinate {m}
62.21, !- Vertex 4 X-coordinate {m}
31.364, !- Vertex 4 Y-coordinate {m}
0, !- Vertex 4 Z-coordinate {m}
, !- Vertex 5 X-coordinate {m}
, !- Vertex 5 Y-coordinate {m}
, !- Vertex 5 Z-coordinate {m}
, !- Vertex 6 X-coordinate {m}
, !- Vertex 6 Y-coordinate {m}
, !- Vertex 6 Z-coordinate {m}
, !- Vertex 7 X-coordinate {m}
, !- Vertex 7 Y-coordinate {m}
, !- Vertex 7 Z-coordinate {m}
, !- Vertex 8 X-coordinate {m}
, !- Vertex 8 Y-coordinate {m}
, !- Vertex 8 Z-coordinate {m}
, !- Vertex 9 X-coordinate {m}
, !- Vertex 9 Y-coordinate {m}
, !- Vertex 9 Z-coordinate {m}
, !- Vertex 10 X-coordinate {m}
, !- Vertex 10 Y-coordinate {m}
, !- Vertex 10 Z-coordinate {m}
, !- Vertex 11 X-coordinate {m}
, !- Vertex 11 Y-coordinate {m}
, !- Vertex 11 Z-coordinate {m}
, !- Vertex 12 X-coordinate {m}
, !- Vertex 12 Y-coordinate {m}
, !- Vertex 12 Z-coordinate {m}
, !- Vertex 13 X-coordinate {m}
, !- Vertex 13 Y-coordinate {m}
, !- Vertex 13 Z-coordinate {m}
, !- Vertex 14 X-coordinate {m}
, !- Vertex 14 Y-coordinate {m}
, !- Vertex 14 Z-coordinate {m}
, !- Vertex 15 X-coordinate {m}
, !- Vertex 15 Y-coordinate {m}
, !- Vertex 15 Z-coordinate {m}
, !- Vertex 16 X-coordinate {m}
, !- Vertex 16 Y-coordinate {m}
, !- Vertex 16 Z-coordinate {m}
, !- Vertex 17 X-coordinate {m}
, !- Vertex 17 Y-coordinate {m}
, !- Vertex 17 Z-coordinate {m}
, !- Vertex 18 X-coordinate {m}
, !- Vertex 18 Y-coordinate {m}
, !- Vertex 18 Z-coordinate {m}
, !- Vertex 19 X-coordinate {m}
, !- Vertex 19 Y-coordinate {m}
, !- Vertex 19 Z-coordinate {m}
, !- Vertex 20 X-coordinate {m}
, !- Vertex 20 Y-coordinate {m}
; !- Vertex 20 Z-coordinate {m}
BuildingSurface:Detailed,
L1-102-Checkout3_Srf_1, !- Name
Wall, !- Surface Type
Hole, !- Construction Name
L1-102-Checkout3 Thermal Zone, !- Zone Name
Surface, !- Outside Boundary Condition
L1-101-SalesCirculation2_Srf_11, !- Outside Boundary Condition Object
NoSun, !- Sun Exposure
NoWind, !- Wind Exposure
, !- View Factor to Ground
4, !- Number of Vertices
64.374, !- Vertex 1 X-coordinate {m}
31.364, !- Vertex 1 Y-coordinate {m}
2.134, !- Vertex 1 Z-coordinate {m}
64.374, !- Vertex 2 X-coordinate {m}
31.364, !- Vertex 2 Y-coordinate {m}
0, !- Vertex 2 Z-coordinate {m}
62.21, !- Vertex 3 X-coordinate {m}
31.364, !- Vertex 3 Y-coordinate {m}
0, !- Vertex 3 Z-coordinate {m}
62.21, !- Vertex 4 X-coordinate {m}
31.364, !- Vertex 4 Y-coordinate {m}
2.134, !- Vertex 4 Z-coordinate {m}
, !- Vertex 5 X-coordinate {m}
, !- Vertex 5 Y-coordinate {m}
, !- Vertex 5 Z-coordinate {m}
, !- Vertex 6 X-coordinate {m}
, !- Vertex 6 Y-coordinate {m}
, !- Vertex 6 Z-coordinate {m}
, !- Vertex 7 X-coordinate {m}
, !- Vertex 7 Y-coordinate {m}
, !- Vertex 7 Z-coordinate {m}
, !- Vertex 8 X-coordinate {m}
, !- Vertex 8 Y-coordinate {m}
, !- Vertex 8 Z-coordinate {m}
, !- Vertex 9 X-coordinate {m}
, !- Vertex 9 Y-coordinate {m}
, !- Vertex 9 Z-coordinate {m}
, !- Vertex 10 X-coordinate {m}
, !- Vertex 10 Y-coordinate {m}
, !- Vertex 10 Z-coordinate {m}
, !- Vertex 11 X-coordinate {m}
, !- Vertex 11 Y-coordinate {m}
, !- Vertex 11 Z-coordinate {m}
, !- Vertex 12 X-coordinate {m}
, !- Vertex 12 Y-coordinate {m}
, !- Vertex 12 Z-coordinate {m}
, !- Vertex 13 X-coordinate {m}
, !- Vertex 13 Y-coordinate {m}
, !- Vertex 13 Z-coordinate {m}
, !- Vertex 14 X-coordinate {m}
, !- Vertex 14 Y-coordinate {m}
, !- Vertex 14 Z-coordinate {m}
, !- Vertex 15 X-coordinate {m}
, !- Vertex 15 Y-coordinate {m}
, !- Vertex 15 Z-coordinate {m}
, !- Vertex 16 X-coordinate {m}
, !- Vertex 16 Y-coordinate {m}
, !- Vertex 16 Z-coordinate {m}
, !- Vertex 17 X-coordinate {m}
, !- Vertex 17 Y-coordinate {m}
, !- Vertex 17 Z-coordinate {m}
, !- Vertex 18 X-coordinate {m}
, !- Vertex 18 Y-coordinate {m}
, !- Vertex 18 Z-coordinate {m}
, !- Vertex 19 X-coordinate {m}
, !- Vertex 19 Y-coordinate {m}
, !- Vertex 19 Z-coordinate {m}
, !- Vertex 20 X-coordinate {m}
, !- Vertex 20 Y-coordinate {m}
; !- Vertex 20 Z-coordinate {m}
BuildingSurface:Detailed,
L1-102-Checkout3_Srf_2, !- Name
Wall, !- Surface Type
Hole, !- Construction Name
L1-102-Checkout3 Thermal Zone, !- Zone Name
Surface, !- Outside Boundary Condition
L1-102-Checkout2_Srf_4, !- Outside Boundary Condition Object
NoSun, !- Sun Exposure
NoWind, !- Wind Exposure
, !- View Factor to Ground
4, !- Number of Vertices
62.21, !- Vertex 1 X-coordinate {m}
31.364, !- Vertex 1 Y-coordinate {m}
2.134, !- Vertex 1 Z-coordinate {m}
62.21, !- Vertex 2 X-coordinate {m}
31.364, !- Vertex 2 Y-coordinate {m}
0, !- Vertex 2 Z-coordinate {m}
62.21, !- Vertex 3 X-coordinate {m}
27.645, !- Vertex 3 Y-coordinate {m}
0, !- Vertex 3 Z-coordinate {m}
62.21, !- Vertex 4 X-coordinate {m}
27.645, !- Vertex 4 Y-coordinate {m}
2.134, !- Vertex 4 Z-coordinate {m}
, !- Vertex 5 X-coordinate {m}
, !- Vertex 5 Y-coordinate {m}
, !- Vertex 5 Z-coordinate {m}
, !- Vertex 6 X-coordinate {m}
, !- Vertex 6 Y-coordinate {m}
, !- Vertex 6 Z-coordinate {m}
, !- Vertex 7 X-coordinate {m}
, !- Vertex 7 Y-coordinate {m}
, !- Vertex 7 Z-coordinate {m}
, !- Vertex 8 X-coordinate {m}
, !- Vertex 8 Y-coordinate {m}
, !- Vertex 8 Z-coordinate {m}
, !- Vertex 9 X-coordinate {m}
, !- Vertex 9 Y-coordinate {m}
, !- Vertex 9 Z-coordinate {m}
, !- Vertex 10 X-coordinate {m}
, !- Vertex 10 Y-coordinate {m}
, !- Vertex 10 Z-coordinate {m}
, !- Vertex 11 X-coordinate {m}
, !- Vertex 11 Y-coordinate {m}
, !- Vertex 11 Z-coordinate {m}
, !- Vertex 12 X-coordinate {m}
, !- Vertex 12 Y-coordinate {m}
, !- Vertex 12 Z-coordinate {m}
, !- Vertex 13 X-coordinate {m}
, !- Vertex 13 Y-coordinate {m}
, !- Vertex 13 Z-coordinate {m}
, !- Vertex 14 X-coordinate {m}
, !- Vertex 14 Y-coordinate {m}
, !- Vertex 14 Z-coordinate {m}
, !- Vertex 15 X-coordinate {m}
, !- Vertex 15 Y-coordinate {m}
, !- Vertex 15 Z-coordinate {m}
, !- Vertex 16 X-coordinate {m}
, !- Vertex 16 Y-coordinate {m}
, !- Vertex 16 Z-coordinate {m}
, !- Vertex 17 X-coordinate {m}
, !- Vertex 17 Y-coordinate {m}
, !- Vertex 17 Z-coordinate {m}
, !- Vertex 18 X-coordinate {m}
, !- Vertex 18 Y-coordinate {m}
, !- Vertex 18 Z-coordinate {m}
, !- Vertex 19 X-coordinate {m}
, !- Vertex 19 Y-coordinate {m}
, !- Vertex 19 Z-coordinate {m}
, !- Vertex 20 X-coordinate {m}
, !- Vertex 20 Y-coordinate {m}
; !- Vertex 20 Z-coordinate {m}
BuildingSurface:Detailed,
L1-102-Checkout3_Srf_3, !- Name
Wall, !- Surface Type
Hole, !- Construction Name
L1-102-Checkout3 Thermal Zone, !- Zone Name
Surface, !- Outside Boundary Condition
L1-102-CheckoutBagging_Srf_9, !- Outside Boundary Condition Object
NoSun, !- Sun Exposure
NoWind, !- Wind Exposure
, !- View Factor to Ground
4, !- Number of Vertices
62.21, !- Vertex 1 X-coordinate {m}
27.645, !- Vertex 1 Y-coordinate {m}
2.134, !- Vertex 1 Z-coordinate {m}
62.21, !- Vertex 2 X-coordinate {m}
27.645, !- Vertex 2 Y-coordinate {m}
0, !- Vertex 2 Z-coordinate {m}
64.374, !- Vertex 3 X-coordinate {m}
27.645, !- Vertex 3 Y-coordinate {m}
0, !- Vertex 3 Z-coordinate {m}
64.374, !- Vertex 4 X-coordinate {m}
27.645, !- Vertex 4 Y-coordinate {m}
2.134, !- Vertex 4 Z-coordinate {m}
, !- Vertex 5 X-coordinate {m}
, !- Vertex 5 Y-coordinate {m}
, !- Vertex 5 Z-coordinate {m}
, !- Vertex 6 X-coordinate {m}
, !- Vertex 6 Y-coordinate {m}
, !- Vertex 6 Z-coordinate {m}
, !- Vertex 7 X-coordinate {m}
, !- Vertex 7 Y-coordinate {m}
, !- Vertex 7 Z-coordinate {m}
, !- Vertex 8 X-coordinate {m}
, !- Vertex 8 Y-coordinate {m}
, !- Vertex 8 Z-coordinate {m}
, !- Vertex 9 X-coordinate {m}
, !- Vertex 9 Y-coordinate {m}
, !- Vertex 9 Z-coordinate {m}
, !- Vertex 10 X-coordinate {m}
, !- Vertex 10 Y-coordinate {m}
, !- Vertex 10 Z-coordinate {m}
, !- Vertex 11 X-coordinate {m}
, !- Vertex 11 Y-coordinate {m}
, !- Vertex 11 Z-coordinate {m}
, !- Vertex 12 X-coordinate {m}
, !- Vertex 12 Y-coordinate {m}
, !- Vertex 12 Z-coordinate {m}
, !- Vertex 13 X-coordinate {m}
, !- Vertex 13 Y-coordinate {m}
, !- Vertex 13 Z-coordinate {m}
, !- Vertex 14 X-coordinate {m}
, !- Vertex 14 Y-coordinate {m}
, !- Vertex 14 Z-coordinate {m}
, !- Vertex 15 X-coordinate {m}
, !- Vertex 15 Y-coordinate {m}
, !- Vertex 15 Z-coordinate {m}
, !- Vertex 16 X-coordinate {m}
, !- Vertex 16 Y-coordinate {m}
, !- Vertex 16 Z-coordinate {m}
, !- Vertex 17 X-coordinate {m}
, !- Vertex 17 Y-coordinate {m}
, !- Vertex 17 Z-coordinate {m}
, !- Vertex 18 X-coordinate {m}
, !- Vertex 18 Y-coordinate {m}
, !- Vertex 18 Z-coordinate {m}
, !- Vertex 19 X-coordinate {m}
, !- Vertex 19 Y-coordinate {m}
, !- Vertex 19 Z-coordinate {m}
, !- Vertex 20 X-coordinate {m}
, !- Vertex 20 Y-coordinate {m}
; !- Vertex 20 Z-coordinate {m}
BuildingSurface:Detailed,
L1-102-Checkout3_Srf_4, !- Name
Wall, !- Surface Type
Hole, !- Construction Name
L1-102-Checkout3 Thermal Zone, !- Zone Name
Surface, !- Outside Boundary Condition
L1-102-Checkout4_Srf_2, !- Outside Boundary Condition Object
NoSun, !- Sun Exposure
NoWind, !- Wind Exposure
, !- View Factor to Ground
4, !- Number of Vertices
64.374, !- Vertex 1 X-coordinate {m}
27.645, !- Vertex 1 Y-coordinate {m}
2.134, !- Vertex 1 Z-coordinate {m}
64.374, !- Vertex 2 X-coordinate {m}
27.645, !- Vertex 2 Y-coordinate {m}
0, !- Vertex 2 Z-coordinate {m}
64.374, !- Vertex 3 X-coordinate {m}
31.364, !- Vertex 3 Y-coordinate {m}
0, !- Vertex 3 Z-coordinate {m}
64.374, !- Vertex 4 X-coordinate {m}
31.364, !- Vertex 4 Y-coordinate {m}
2.134, !- Vertex 4 Z-coordinate {m}
, !- Vertex 5 X-coordinate {m}
, !- Vertex 5 Y-coordinate {m}
, !- Vertex 5 Z-coordinate {m}
, !- Vertex 6 X-coordinate {m}
, !- Vertex 6 Y-coordinate {m}
, !- Vertex 6 Z-coordinate {m}
, !- Vertex 7 X-coordinate {m}
, !- Vertex 7 Y-coordinate {m}
, !- Vertex 7 Z-coordinate {m}
, !- Vertex 8 X-coordinate {m}
, !- Vertex 8 Y-coordinate {m}
, !- Vertex 8 Z-coordinate {m}
, !- Vertex 9 X-coordinate {m}
, !- Vertex 9 Y-coordinate {m}
, !- Vertex 9 Z-coordinate {m}
, !- Vertex 10 X-coordinate {m}
, !- Vertex 10 Y-coordinate {m}
, !- Vertex 10 Z-coordinate {m}
, !- Vertex 11 X-coordinate {m}
, !- Vertex 11 Y-coordinate {m}
, !- Vertex 11 Z-coordinate {m}
, !- Vertex 12 X-coordinate {m}
, !- Vertex 12 Y-coordinate {m}
, !- Vertex 12 Z-coordinate {m}
, !- Vertex 13 X-coordinate {m}
, !- Vertex 13 Y-coordinate {m}
, !- Vertex 13 Z-coordinate {m}
, !- Vertex 14 X-coordinate {m}
, !- Vertex 14 Y-coordinate {m}
, !- Vertex 14 Z-coordinate {m}
, !- Vertex 15 X-coordinate {m}
, !- Vertex 15 Y-coordinate {m}
, !- Vertex 15 Z-coordinate {m}
, !- Vertex 16 X-coordinate {m}
, !- Vertex 16 Y-coordinate {m}
, !- Vertex 16 Z-coordinate {m}
, !- Vertex 17 X-coordinate {m}
, !- Vertex 17 Y-coordinate {m}
, !- Vertex 17 Z-coordinate {m}
, !- Vertex 18 X-coordinate {m}
, !- Vertex 18 Y-coordinate {m}
, !- Vertex 18 Z-coordinate {m}
, !- Vertex 19 X-coordinate {m}
, !- Vertex 19 Y-coordinate {m}
, !- Vertex 19 Z-coordinate {m}
, !- Vertex 20 X-coordinate {m}
, !- Vertex 20 Y-coordinate {m}
; !- Vertex 20 Z-coordinate {m}
BuildingSurface:Detailed,
L1-102-Checkout3_Srf_5, !- Name
Roof, !- Surface Type
Roof_BOH, !- Construction Name
L1-102-Checkout3 Thermal Zone, !- Zone Name
Outdoors, !- Outside Boundary Condition
, !- Outside Boundary Condition Object
SunExposed, !- Sun Exposure
WindExposed, !- Wind Exposure
, !- View Factor to Ground
4, !- Number of Vertices
62.21, !- Vertex 1 X-coordinate {m}
31.364, !- Vertex 1 Y-coordinate {m}
2.134, !- Vertex 1 Z-coordinate {m}
62.21, !- Vertex 2 X-coordinate {m}
27.645, !- Vertex 2 Y-coordinate {m}
2.134, !- Vertex 2 Z-coordinate {m}
64.374, !- Vertex 3 X-coordinate {m}
27.645, !- Vertex 3 Y-coordinate {m}
2.134, !- Vertex 3 Z-coordinate {m}
64.374, !- Vertex 4 X-coordinate {m}
31.364, !- Vertex 4 Y-coordinate {m}
2.134, !- Vertex 4 Z-coordinate {m}
, !- Vertex 5 X-coordinate {m}
, !- Vertex 5 Y-coordinate {m}
, !- Vertex 5 Z-coordinate {m}
, !- Vertex 6 X-coordinate {m}
, !- Vertex 6 Y-coordinate {m}
, !- Vertex 6 Z-coordinate {m}
, !- Vertex 7 X-coordinate {m}
, !- Vertex 7 Y-coordinate {m}
, !- Vertex 7 Z-coordinate {m}
, !- Vertex 8 X-coordinate {m}
, !- Vertex 8 Y-coordinate {m}
, !- Vertex 8 Z-coordinate {m}
, !- Vertex 9 X-coordinate {m}
, !- Vertex 9 Y-coordinate {m}
, !- Vertex 9 Z-coordinate {m}
, !- Vertex 10 X-coordinate {m}
, !- Vertex 10 Y-coordinate {m}
, !- Vertex 10 Z-coordinate {m}
, !- Vertex 11 X-coordinate {m}
, !- Vertex 11 Y-coordinate {m}
, !- Vertex 11 Z-coordinate {m}
, !- Vertex 12 X-coordinate {m}
, !- Vertex 12 Y-coordinate {m}
, !- Vertex 12 Z-coordinate {m}
, !- Vertex 13 X-coordinate {m}
, !- Vertex 13 Y-coordinate {m}
, !- Vertex 13 Z-coordinate {m}
, !- Vertex 14 X-coordinate {m}
, !- Vertex 14 Y-coordinate {m}
, !- Vertex 14 Z-coordinate {m}
, !- Vertex 15 X-coordinate {m}
, !- Vertex 15 Y-coordinate {m}
, !- Vertex 15 Z-coordinate {m}
, !- Vertex 16 X-coordinate {m}
, !- Vertex 16 Y-coordinate {m}
, !- Vertex 16 Z-coordinate {m}
, !- Vertex 17 X-coordinate {m}
, !- Vertex 17 Y-coordinate {m}
, !- Vertex 17 Z-coordinate {m}
, !- Vertex 18 X-coordinate {m}
, !- Vertex 18 Y-coordinate {m}
, !- Vertex 18 Z-coordinate {m}
, !- Vertex 19 X-coordinate {m}
, !- Vertex 19 Y-coordinate {m}
, !- Vertex 19 Z-coordinate {m}
, !- Vertex 20 X-coordinate {m}
, !- Vertex 20 Y-coordinate {m}
; !- Vertex 20 Z-coordinate {m}
BuildingSurface:Detailed,
L1-102-Checkout4_Srf_0, !- Name
Floor, !- Surface Type
Hole, !- Construction Name
L1-102-Checkout4 Thermal Zone, !- Zone Name
ground, !- Outside Boundary Condition
, !- Outside Boundary Condition Object
NoSun, !- Sun Exposure
NoWind, !- Wind Exposure
, !- View Factor to Ground
4, !- Number of Vertices
66.446, !- Vertex 1 X-coordinate {m}
31.364, !- Vertex 1 Y-coordinate {m}
0, !- Vertex 1 Z-coordinate {m}
66.446, !- Vertex 2 X-coordinate {m}
27.645, !- Vertex 2 Y-coordinate {m}
0, !- Vertex 2 Z-coordinate {m}
64.374, !- Vertex 3 X-coordinate {m}
27.645, !- Vertex 3 Y-coordinate {m}
0, !- Vertex 3 Z-coordinate {m}
64.374, !- Vertex 4 X-coordinate {m}
31.364, !- Vertex 4 Y-coordinate {m}
0, !- Vertex 4 Z-coordinate {m}
, !- Vertex 5 X-coordinate {m}
, !- Vertex 5 Y-coordinate {m}
, !- Vertex 5 Z-coordinate {m}
, !- Vertex 6 X-coordinate {m}
, !- Vertex 6 Y-coordinate {m}
, !- Vertex 6 Z-coordinate {m}
, !- Vertex 7 X-coordinate {m}
, !- Vertex 7 Y-coordinate {m}
, !- Vertex 7 Z-coordinate {m}
, !- Vertex 8 X-coordinate {m}
, !- Vertex 8 Y-coordinate {m}
, !- Vertex 8 Z-coordinate {m}
, !- Vertex 9 X-coordinate {m}
, !- Vertex 9 Y-coordinate {m}
, !- Vertex 9 Z-coordinate {m}
, !- Vertex 10 X-coordinate {m}
, !- Vertex 10 Y-coordinate {m}
, !- Vertex 10 Z-coordinate {m}
, !- Vertex 11 X-coordinate {m}
, !- Vertex 11 Y-coordinate {m}
, !- Vertex 11 Z-coordinate {m}
, !- Vertex 12 X-coordinate {m}
, !- Vertex 12 Y-coordinate {m}
, !- Vertex 12 Z-coordinate {m}
, !- Vertex 13 X-coordinate {m}
, !- Vertex 13 Y-coordinate {m}
, !- Vertex 13 Z-coordinate {m}
, !- Vertex 14 X-coordinate {m}
, !- Vertex 14 Y-coordinate {m}
, !- Vertex 14 Z-coordinate {m}
, !- Vertex 15 X-coordinate {m}
, !- Vertex 15 Y-coordinate {m}
, !- Vertex 15 Z-coordinate {m}
, !- Vertex 16 X-coordinate {m}
, !- Vertex 16 Y-coordinate {m}
, !- Vertex 16 Z-coordinate {m}
, !- Vertex 17 X-coordinate {m}
, !- Vertex 17 Y-coordinate {m}
, !- Vertex 17 Z-coordinate {m}
, !- Vertex 18 X-coordinate {m}
, !- Vertex 18 Y-coordinate {m}
, !- Vertex 18 Z-coordinate {m}
, !- Vertex 19 X-coordinate {m}
, !- Vertex 19 Y-coordinate {m}
, !- Vertex 19 Z-coordinate {m}
, !- Vertex 20 X-coordinate {m}
, !- Vertex 20 Y-coordinate {m}
; !- Vertex 20 Z-coordinate {m}
BuildingSurface:Detailed,
L1-102-Checkout4_Srf_1, !- Name
Wall, !- Surface Type
Hole, !- Construction Name
L1-102-Checkout4 Thermal Zone, !- Zone Name
Surface, !- Outside Boundary Condition
L1-101-SalesCirculation2_Srf_12, !- Outside Boundary Condition Object
NoSun, !- Sun Exposure
NoWind, !- Wind Exposure
, !- View Factor to Ground
4, !- Number of Vertices
66.446, !- Vertex 1 X-coordinate {m}
31.364, !- Vertex 1 Y-coordinate {m}
2.134, !- Vertex 1 Z-coordinate {m}
66.446, !- Vertex 2 X-coordinate {m}
31.364, !- Vertex 2 Y-coordinate {m}
0, !- Vertex 2 Z-coordinate {m}
64.374, !- Vertex 3 X-coordinate {m}
31.364, !- Vertex 3 Y-coordinate {m}
0, !- Vertex 3 Z-coordinate {m}
64.374, !- Vertex 4 X-coordinate {m}
31.364, !- Vertex 4 Y-coordinate {m}
2.134, !- Vertex 4 Z-coordinate {m}
, !- Vertex 5 X-coordinate {m}
, !- Vertex 5 Y-coordinate {m}
, !- Vertex 5 Z-coordinate {m}
, !- Vertex 6 X-coordinate {m}
, !- Vertex 6 Y-coordinate {m}
, !- Vertex 6 Z-coordinate {m}
, !- Vertex 7 X-coordinate {m}
, !- Vertex 7 Y-coordinate {m}
, !- Vertex 7 Z-coordinate {m}
, !- Vertex 8 X-coordinate {m}
, !- Vertex 8 Y-coordinate {m}
, !- Vertex 8 Z-coordinate {m}
, !- Vertex 9 X-coordinate {m}
, !- Vertex 9 Y-coordinate {m}
, !- Vertex 9 Z-coordinate {m}
, !- Vertex 10 X-coordinate {m}
, !- Vertex 10 Y-coordinate {m}
, !- Vertex 10 Z-coordinate {m}
, !- Vertex 11 X-coordinate {m}
, !- Vertex 11 Y-coordinate {m}
, !- Vertex 11 Z-coordinate {m}
, !- Vertex 12 X-coordinate {m}
, !- Vertex 12 Y-coordinate {m}
, !- Vertex 12 Z-coordinate {m}
, !- Vertex 13 X-coordinate {m}
, !- Vertex 13 Y-coordinate {m}
, !- Vertex 13 Z-coordinate {m}
, !- Vertex 14 X-coordinate {m}
, !- Vertex 14 Y-coordinate {m}
, !- Vertex 14 Z-coordinate {m}
, !- Vertex 15 X-coordinate {m}
, !- Vertex 15 Y-coordinate {m}
, !- Vertex 15 Z-coordinate {m}
, !- Vertex 16 X-coordinate {m}
, !- Vertex 16 Y-coordinate {m}
, !- Vertex 16 Z-coordinate {m}
, !- Vertex 17 X-coordinate {m}
, !- Vertex 17 Y-coordinate {m}
, !- Vertex 17 Z-coordinate {m}
, !- Vertex 18 X-coordinate {m}
, !- Vertex 18 Y-coordinate {m}
, !- Vertex 18 Z-coordinate {m}
, !- Vertex 19 X-coordinate {m}
, !- Vertex 19 Y-coordinate {m}
, !- Vertex 19 Z-coordinate {m}
, !- Vertex 20 X-coordinate {m}
, !- Vertex 20 Y-coordinate {m}
; !- Vertex 20 Z-coordinate {m}
BuildingSurface:Detailed,
L1-102-Checkout4_Srf_2, !- Name
Wall, !- Surface Type
Hole, !- Construction Name
L1-102-Checkout4 Thermal Zone, !- Zone Name
Surface, !- Outside Boundary Condition
L1-102-Checkout3_Srf_4, !- Outside Boundary Condition Object
NoSun, !- Sun Exposure
NoWind, !- Wind Exposure
, !- View Factor to Ground
4, !- Number of Vertices
64.374, !- Vertex 1 X-coordinate {m}
31.364, !- Vertex 1 Y-coordinate {m}
2.134, !- Vertex 1 Z-coordinate {m}
64.374, !- Vertex 2 X-coordinate {m}
31.364, !- Vertex 2 Y-coordinate {m}
0, !- Vertex 2 Z-coordinate {m}
64.374, !- Vertex 3 X-coordinate {m}
27.645, !- Vertex 3 Y-coordinate {m}
0, !- Vertex 3 Z-coordinate {m}
64.374, !- Vertex 4 X-coordinate {m}
27.645, !- Vertex 4 Y-coordinate {m}
2.134, !- Vertex 4 Z-coordinate {m}
, !- Vertex 5 X-coordinate {m}
, !- Vertex 5 Y-coordinate {m}
, !- Vertex 5 Z-coordinate {m}
, !- Vertex 6 X-coordinate {m}
, !- Vertex 6 Y-coordinate {m}
, !- Vertex 6 Z-coordinate {m}
, !- Vertex 7 X-coordinate {m}
, !- Vertex 7 Y-coordinate {m}
, !- Vertex 7 Z-coordinate {m}
, !- Vertex 8 X-coordinate {m}
, !- Vertex 8 Y-coordinate {m}
, !- Vertex 8 Z-coordinate {m}
, !- Vertex 9 X-coordinate {m}
, !- Vertex 9 Y-coordinate {m}
, !- Vertex 9 Z-coordinate {m}
, !- Vertex 10 X-coordinate {m}
, !- Vertex 10 Y-coordinate {m}
, !- Vertex 10 Z-coordinate {m}
, !- Vertex 11 X-coordinate {m}
, !- Vertex 11 Y-coordinate {m}
, !- Vertex 11 Z-coordinate {m}
, !- Vertex 12 X-coordinate {m}
, !- Vertex 12 Y-coordinate {m}
, !- Vertex 12 Z-coordinate {m}
, !- Vertex 13 X-coordinate {m}
, !- Vertex 13 Y-coordinate {m}
, !- Vertex 13 Z-coordinate {m}
, !- Vertex 14 X-coordinate {m}
, !- Vertex 14 Y-coordinate {m}
, !- Vertex 14 Z-coordinate {m}
, !- Vertex 15 X-coordinate {m}
, !- Vertex 15 Y-coordinate {m}
, !- Vertex 15 Z-coordinate {m}
, !- Vertex 16 X-coordinate {m}
, !- Vertex 16 Y-coordinate {m}
, !- Vertex 16 Z-coordinate {m}
, !- Vertex 17 X-coordinate {m}
, !- Vertex 17 Y-coordinate {m}
, !- Vertex 17 Z-coordinate {m}
, !- Vertex 18 X-coordinate {m}
, !- Vertex 18 Y-coordinate {m}
, !- Vertex 18 Z-coordinate {m}
, !- Vertex 19 X-coordinate {m}
, !- Vertex 19 Y-coordinate {m}
, !- Vertex 19 Z-coordinate {m}
, !- Vertex 20 X-coordinate {m}
, !- Vertex 20 Y-coordinate {m}
; !- Vertex 20 Z-coordinate {m}
BuildingSurface:Detailed,
L1-102-Checkout4_Srf_3, !- Name
Wall, !- Surface Type
Hole, !- Construction Name
L1-102-Checkout4 Thermal Zone, !- Zone Name
Surface, !- Outside Boundary Condition
L1-102-CheckoutBagging_Srf_8, !- Outside Boundary Condition Object
NoSun, !- Sun Exposure
NoWind, !- Wind Exposure
, !- View Factor to Ground
4, !- Number of Vertices
64.374, !- Vertex 1 X-coordinate {m}
27.645, !- Vertex 1 Y-coordinate {m}
2.134, !- Vertex 1 Z-coordinate {m}
64.374, !- Vertex 2 X-coordinate {m}
27.645, !- Vertex 2 Y-coordinate {m}
0, !- Vertex 2 Z-coordinate {m}
66.446, !- Vertex 3 X-coordinate {m}
27.645, !- Vertex 3 Y-coordinate {m}
0, !- Vertex 3 Z-coordinate {m}
66.446, !- Vertex 4 X-coordinate {m}
27.645, !- Vertex 4 Y-coordinate {m}
2.134, !- Vertex 4 Z-coordinate {m}
, !- Vertex 5 X-coordinate {m}
, !- Vertex 5 Y-coordinate {m}
, !- Vertex 5 Z-coordinate {m}
, !- Vertex 6 X-coordinate {m}
, !- Vertex 6 Y-coordinate {m}
, !- Vertex 6 Z-coordinate {m}
, !- Vertex 7 X-coordinate {m}
, !- Vertex 7 Y-coordinate {m}
, !- Vertex 7 Z-coordinate {m}
, !- Vertex 8 X-coordinate {m}
, !- Vertex 8 Y-coordinate {m}
, !- Vertex 8 Z-coordinate {m}
, !- Vertex 9 X-coordinate {m}
, !- Vertex 9 Y-coordinate {m}
, !- Vertex 9 Z-coordinate {m}
, !- Vertex 10 X-coordinate {m}
, !- Vertex 10 Y-coordinate {m}
, !- Vertex 10 Z-coordinate {m}
, !- Vertex 11 X-coordinate {m}
, !- Vertex 11 Y-coordinate {m}
, !- Vertex 11 Z-coordinate {m}
, !- Vertex 12 X-coordinate {m}
, !- Vertex 12 Y-coordinate {m}
, !- Vertex 12 Z-coordinate {m}
, !- Vertex 13 X-coordinate {m}
, !- Vertex 13 Y-coordinate {m}
, !- Vertex 13 Z-coordinate {m}
, !- Vertex 14 X-coordinate {m}
, !- Vertex 14 Y-coordinate {m}
, !- Vertex 14 Z-coordinate {m}
, !- Vertex 15 X-coordinate {m}
, !- Vertex 15 Y-coordinate {m}
, !- Vertex 15 Z-coordinate {m}
, !- Vertex 16 X-coordinate {m}
, !- Vertex 16 Y-coordinate {m}
, !- Vertex 16 Z-coordinate {m}
, !- Vertex 17 X-coordinate {m}
, !- Vertex 17 Y-coordinate {m}
, !- Vertex 17 Z-coordinate {m}
, !- Vertex 18 X-coordinate {m}
, !- Vertex 18 Y-coordinate {m}
, !- Vertex 18 Z-coordinate {m}
, !- Vertex 19 X-coordinate {m}
, !- Vertex 19 Y-coordinate {m}
, !- Vertex 19 Z-coordinate {m}
, !- Vertex 20 X-coordinate {m}
, !- Vertex 20 Y-coordinate {m}
; !- Vertex 20 Z-coordinate {m}
BuildingSurface:Detailed,
L1-102-Checkout4_Srf_4, !- Name
Wall, !- Surface Type
Hole, !- Construction Name
L1-102-Checkout4 Thermal Zone, !- Zone Name
Surface, !- Outside Boundary Condition
L1-102-SelfCheckout_Srf_5, !- Outside Boundary Condition Object
NoSun, !- Sun Exposure
NoWind, !- Wind Exposure
, !- View Factor to Ground
4, !- Number of Vertices
66.446, !- Vertex 1 X-coordinate {m}
27.645, !- Vertex 1 Y-coordinate {m}
2.134, !- Vertex 1 Z-coordinate {m}
66.446, !- Vertex 2 X-coordinate {m}
27.645, !- Vertex 2 Y-coordinate {m}
0, !- Vertex 2 Z-coordinate {m}
66.446, !- Vertex 3 X-coordinate {m}
31.364, !- Vertex 3 Y-coordinate {m}
0, !- Vertex 3 Z-coordinate {m}
66.446, !- Vertex 4 X-coordinate {m}
31.364, !- Vertex 4 Y-coordinate {m}
2.134, !- Vertex 4 Z-coordinate {m}
, !- Vertex 5 X-coordinate {m}
, !- Vertex 5 Y-coordinate {m}
, !- Vertex 5 Z-coordinate {m}
, !- Vertex 6 X-coordinate {m}
, !- Vertex 6 Y-coordinate {m}
, !- Vertex 6 Z-coordinate {m}
, !- Vertex 7 X-coordinate {m}
, !- Vertex 7 Y-coordinate {m}
, !- Vertex 7 Z-coordinate {m}
, !- Vertex 8 X-coordinate {m}
, !- Vertex 8 Y-coordinate {m}
, !- Vertex 8 Z-coordinate {m}
, !- Vertex 9 X-coordinate {m}
, !- Vertex 9 Y-coordinate {m}
, !- Vertex 9 Z-coordinate {m}
, !- Vertex 10 X-coordinate {m}
, !- Vertex 10 Y-coordinate {m}
, !- Vertex 10 Z-coordinate {m}
, !- Vertex 11 X-coordinate {m}
, !- Vertex 11 Y-coordinate {m}
, !- Vertex 11 Z-coordinate {m}
, !- Vertex 12 X-coordinate {m}
, !- Vertex 12 Y-coordinate {m}
, !- Vertex 12 Z-coordinate {m}
, !- Vertex 13 X-coordinate {m}
, !- Vertex 13 Y-coordinate {m}
, !- Vertex 13 Z-coordinate {m}
, !- Vertex 14 X-coordinate {m}
, !- Vertex 14 Y-coordinate {m}
, !- Vertex 14 Z-coordinate {m}
, !- Vertex 15 X-coordinate {m}
, !- Vertex 15 Y-coordinate {m}
, !- Vertex 15 Z-coordinate {m}
, !- Vertex 16 X-coordinate {m}
, !- Vertex 16 Y-coordinate {m}
, !- Vertex 16 Z-coordinate {m}
, !- Vertex 17 X-coordinate {m}
, !- Vertex 17 Y-coordinate {m}
, !- Vertex 17 Z-coordinate {m}
, !- Vertex 18 X-coordinate {m}
, !- Vertex 18 Y-coordinate {m}
, !- Vertex 18 Z-coordinate {m}
, !- Vertex 19 X-coordinate {m}
, !- Vertex 19 Y-coordinate {m}
, !- Vertex 19 Z-coordinate {m}
, !- Vertex 20 X-coordinate {m}
, !- Vertex 20 Y-coordinate {m}
; !- Vertex 20 Z-coordinate {m}
BuildingSurface:Detailed,
L1-102-Checkout4_Srf_5, !- Name
Roof, !- Surface Type
Roof_BOH, !- Construction Name
L1-102-Checkout4 Thermal Zone, !- Zone Name
Outdoors, !- Outside Boundary Condition
, !- Outside Boundary Condition Object
SunExposed, !- Sun Exposure
WindExposed, !- Wind Exposure
, !- View Factor to Ground
4, !- Number of Vertices
64.374, !- Vertex 1 X-coordinate {m}
31.364, !- Vertex 1 Y-coordinate {m}
2.134, !- Vertex 1 Z-coordinate {m}
64.374, !- Vertex 2 X-coordinate {m}
27.645, !- Vertex 2 Y-coordinate {m}
2.134, !- Vertex 2 Z-coordinate {m}
66.446, !- Vertex 3 X-coordinate {m}
27.645, !- Vertex 3 Y-coordinate {m}
2.134, !- Vertex 3 Z-coordinate {m}
66.446, !- Vertex 4 X-coordinate {m}
31.364, !- Vertex 4 Y-coordinate {m}
2.134, !- Vertex 4 Z-coordinate {m}
, !- Vertex 5 X-coordinate {m}
, !- Vertex 5 Y-coordinate {m}
, !- Vertex 5 Z-coordinate {m}
, !- Vertex 6 X-coordinate {m}
, !- Vertex 6 Y-coordinate {m}
, !- Vertex 6 Z-coordinate {m}
, !- Vertex 7 X-coordinate {m}
, !- Vertex 7 Y-coordinate {m}
, !- Vertex 7 Z-coordinate {m}
, !- Vertex 8 X-coordinate {m}
, !- Vertex 8 Y-coordinate {m}
, !- Vertex 8 Z-coordinate {m}
, !- Vertex 9 X-coordinate {m}
, !- Vertex 9 Y-coordinate {m}
, !- Vertex 9 Z-coordinate {m}
, !- Vertex 10 X-coordinate {m}
, !- Vertex 10 Y-coordinate {m}
, !- Vertex 10 Z-coordinate {m}
, !- Vertex 11 X-coordinate {m}
, !- Vertex 11 Y-coordinate {m}
, !- Vertex 11 Z-coordinate {m}
, !- Vertex 12 X-coordinate {m}
, !- Vertex 12 Y-coordinate {m}
, !- Vertex 12 Z-coordinate {m}
, !- Vertex 13 X-coordinate {m}
, !- Vertex 13 Y-coordinate {m}
, !- Vertex 13 Z-coordinate {m}
, !- Vertex 14 X-coordinate {m}
, !- Vertex 14 Y-coordinate {m}
, !- Vertex 14 Z-coordinate {m}
, !- Vertex 15 X-coordinate {m}
, !- Vertex 15 Y-coordinate {m}
, !- Vertex 15 Z-coordinate {m}
, !- Vertex 16 X-coordinate {m}
, !- Vertex 16 Y-coordinate {m}
, !- Vertex 16 Z-coordinate {m}
, !- Vertex 17 X-coordinate {m}
, !- Vertex 17 Y-coordinate {m}
, !- Vertex 17 Z-coordinate {m}
, !- Vertex 18 X-coordinate {m}
, !- Vertex 18 Y-coordinate {m}
, !- Vertex 18 Z-coordinate {m}
, !- Vertex 19 X-coordinate {m}
, !- Vertex 19 Y-coordinate {m}
, !- Vertex 19 Z-coordinate {m}
, !- Vertex 20 X-coordinate {m}
, !- Vertex 20 Y-coordinate {m}
; !- Vertex 20 Z-coordinate {m}
BuildingSurface:Detailed,
L1-102-CheckoutBagging_Srf_0, !- Name
Floor, !- Surface Type
Hole, !- Construction Name
L1-102-CheckoutBagging Thermal Zone, !- Zone Name
ground, !- Outside Boundary Condition
, !- Outside Boundary Condition Object
NoSun, !- Sun Exposure
NoWind, !- Wind Exposure
, !- View Factor to Ground
8, !- Number of Vertices
69.19, !- Vertex 1 X-coordinate {m}
26.949, !- Vertex 1 Y-coordinate {m}
0, !- Vertex 1 Z-coordinate {m}
69.19, !- Vertex 2 X-coordinate {m}
25.878, !- Vertex 2 Y-coordinate {m}
0, !- Vertex 2 Z-coordinate {m}
57.059, !- Vertex 3 X-coordinate {m}
25.878, !- Vertex 3 Y-coordinate {m}
0, !- Vertex 3 Z-coordinate {m}
57.059, !- Vertex 4 X-coordinate {m}
26.949, !- Vertex 4 Y-coordinate {m}
0, !- Vertex 4 Z-coordinate {m}
55.809, !- Vertex 5 X-coordinate {m}
26.949, !- Vertex 5 Y-coordinate {m}
0, !- Vertex 5 Z-coordinate {m}
55.809, !- Vertex 6 X-coordinate {m}
27.645, !- Vertex 6 Y-coordinate {m}
0, !- Vertex 6 Z-coordinate {m}
66.446, !- Vertex 7 X-coordinate {m}
27.645, !- Vertex 7 Y-coordinate {m}
0, !- Vertex 7 Z-coordinate {m}
66.446, !- Vertex 8 X-coordinate {m}
26.949, !- Vertex 8 Y-coordinate {m}
0, !- Vertex 8 Z-coordinate {m}
, !- Vertex 9 X-coordinate {m}
, !- Vertex 9 Y-coordinate {m}
, !- Vertex 9 Z-coordinate {m}
, !- Vertex 10 X-coordinate {m}
, !- Vertex 10 Y-coordinate {m}
, !- Vertex 10 Z-coordinate {m}
, !- Vertex 11 X-coordinate {m}
, !- Vertex 11 Y-coordinate {m}
, !- Vertex 11 Z-coordinate {m}
, !- Vertex 12 X-coordinate {m}
, !- Vertex 12 Y-coordinate {m}
, !- Vertex 12 Z-coordinate {m}
, !- Vertex 13 X-coordinate {m}
, !- Vertex 13 Y-coordinate {m}
, !- Vertex 13 Z-coordinate {m}
, !- Vertex 14 X-coordinate {m}
, !- Vertex 14 Y-coordinate {m}
, !- Vertex 14 Z-coordinate {m}
, !- Vertex 15 X-coordinate {m}
, !- Vertex 15 Y-coordinate {m}
, !- Vertex 15 Z-coordinate {m}
, !- Vertex 16 X-coordinate {m}
, !- Vertex 16 Y-coordinate {m}
, !- Vertex 16 Z-coordinate {m}
, !- Vertex 17 X-coordinate {m}
, !- Vertex 17 Y-coordinate {m}
, !- Vertex 17 Z-coordinate {m}
, !- Vertex 18 X-coordinate {m}
, !- Vertex 18 Y-coordinate {m}
, !- Vertex 18 Z-coordinate {m}
, !- Vertex 19 X-coordinate {m}
, !- Vertex 19 Y-coordinate {m}
, !- Vertex 19 Z-coordinate {m}
, !- Vertex 20 X-coordinate {m}
, !- Vertex 20 Y-coordinate {m}
; !- Vertex 20 Z-coordinate {m}
BuildingSurface:Detailed,
L1-102-CheckoutBagging_Srf_1, !- Name
Wall, !- Surface Type
Hole, !- Construction Name
L1-102-CheckoutBagging Thermal Zone, !- Zone Name
Surface, !- Outside Boundary Condition
L1-101-SalesCirculation1_Srf_7, !- Outside Boundary Condition Object
NoSun, !- Sun Exposure
NoWind, !- Wind Exposure
, !- View Factor to Ground
4, !- Number of Vertices
55.809, !- Vertex 1 X-coordinate {m}
27.645, !- Vertex 1 Y-coordinate {m}
2.134, !- Vertex 1 Z-coordinate {m}
55.809, !- Vertex 2 X-coordinate {m}
27.645, !- Vertex 2 Y-coordinate {m}
0, !- Vertex 2 Z-coordinate {m}
55.809, !- Vertex 3 X-coordinate {m}
26.949, !- Vertex 3 Y-coordinate {m}
0, !- Vertex 3 Z-coordinate {m}
55.809, !- Vertex 4 X-coordinate {m}
26.949, !- Vertex 4 Y-coordinate {m}
2.134, !- Vertex 4 Z-coordinate {m}
, !- Vertex 5 X-coordinate {m}
, !- Vertex 5 Y-coordinate {m}
, !- Vertex 5 Z-coordinate {m}
, !- Vertex 6 X-coordinate {m}
, !- Vertex 6 Y-coordinate {m}
, !- Vertex 6 Z-coordinate {m}
, !- Vertex 7 X-coordinate {m}
, !- Vertex 7 Y-coordinate {m}
, !- Vertex 7 Z-coordinate {m}
, !- Vertex 8 X-coordinate {m}
, !- Vertex 8 Y-coordinate {m}
, !- Vertex 8 Z-coordinate {m}
, !- Vertex 9 X-coordinate {m}
, !- Vertex 9 Y-coordinate {m}
, !- Vertex 9 Z-coordinate {m}
, !- Vertex 10 X-coordinate {m}
, !- Vertex 10 Y-coordinate {m}
, !- Vertex 10 Z-coordinate {m}
, !- Vertex 11 X-coordinate {m}
, !- Vertex 11 Y-coordinate {m}
, !- Vertex 11 Z-coordinate {m}
, !- Vertex 12 X-coordinate {m}
, !- Vertex 12 Y-coordinate {m}
, !- Vertex 12 Z-coordinate {m}
, !- Vertex 13 X-coordinate {m}
, !- Vertex 13 Y-coordinate {m}
, !- Vertex 13 Z-coordinate {m}
, !- Vertex 14 X-coordinate {m}
, !- Vertex 14 Y-coordinate {m}
, !- Vertex 14 Z-coordinate {m}
, !- Vertex 15 X-coordinate {m}
, !- Vertex 15 Y-coordinate {m}
, !- Vertex 15 Z-coordinate {m}
, !- Vertex 16 X-coordinate {m}
, !- Vertex 16 Y-coordinate {m}
, !- Vertex 16 Z-coordinate {m}
, !- Vertex 17 X-coordinate {m}
, !- Vertex 17 Y-coordinate {m}
, !- Vertex 17 Z-coordinate {m}
, !- Vertex 18 X-coordinate {m}
, !- Vertex 18 Y-coordinate {m}
, !- Vertex 18 Z-coordinate {m}
, !- Vertex 19 X-coordinate {m}
, !- Vertex 19 Y-coordinate {m}
, !- Vertex 19 Z-coordinate {m}
, !- Vertex 20 X-coordinate {m}
, !- Vertex 20 Y-coordinate {m}
; !- Vertex 20 Z-coordinate {m}
BuildingSurface:Detailed,
L1-102-CheckoutBagging_Srf_10, !- Name
Wall, !- Surface Type
Hole, !- Construction Name
L1-102-CheckoutBagging Thermal Zone, !- Zone Name
Surface, !- Outside Boundary Condition
L1-102-Checkout2_Srf_3, !- Outside Boundary Condition Object
NoSun, !- Sun Exposure
NoWind, !- Wind Exposure
, !- View Factor to Ground
4, !- Number of Vertices
62.21, !- Vertex 1 X-coordinate {m}
27.645, !- Vertex 1 Y-coordinate {m}
2.134, !- Vertex 1 Z-coordinate {m}
62.21, !- Vertex 2 X-coordinate {m}
27.645, !- Vertex 2 Y-coordinate {m}
0, !- Vertex 2 Z-coordinate {m}
60.046, !- Vertex 3 X-coordinate {m}
27.645, !- Vertex 3 Y-coordinate {m}
0, !- Vertex 3 Z-coordinate {m}
60.046, !- Vertex 4 X-coordinate {m}
27.645, !- Vertex 4 Y-coordinate {m}
2.134, !- Vertex 4 Z-coordinate {m}
, !- Vertex 5 X-coordinate {m}
, !- Vertex 5 Y-coordinate {m}
, !- Vertex 5 Z-coordinate {m}
, !- Vertex 6 X-coordinate {m}
, !- Vertex 6 Y-coordinate {m}
, !- Vertex 6 Z-coordinate {m}
, !- Vertex 7 X-coordinate {m}
, !- Vertex 7 Y-coordinate {m}
, !- Vertex 7 Z-coordinate {m}
, !- Vertex 8 X-coordinate {m}
, !- Vertex 8 Y-coordinate {m}
, !- Vertex 8 Z-coordinate {m}
, !- Vertex 9 X-coordinate {m}
, !- Vertex 9 Y-coordinate {m}
, !- Vertex 9 Z-coordinate {m}
, !- Vertex 10 X-coordinate {m}
, !- Vertex 10 Y-coordinate {m}
, !- Vertex 10 Z-coordinate {m}
, !- Vertex 11 X-coordinate {m}
, !- Vertex 11 Y-coordinate {m}
, !- Vertex 11 Z-coordinate {m}
, !- Vertex 12 X-coordinate {m}
, !- Vertex 12 Y-coordinate {m}
, !- Vertex 12 Z-coordinate {m}
, !- Vertex 13 X-coordinate {m}
, !- Vertex 13 Y-coordinate {m}
, !- Vertex 13 Z-coordinate {m}
, !- Vertex 14 X-coordinate {m}
, !- Vertex 14 Y-coordinate {m}
, !- Vertex 14 Z-coordinate {m}
, !- Vertex 15 X-coordinate {m}
, !- Vertex 15 Y-coordinate {m}
, !- Vertex 15 Z-coordinate {m}
, !- Vertex 16 X-coordinate {m}
, !- Vertex 16 Y-coordinate {m}
, !- Vertex 16 Z-coordinate {m}
, !- Vertex 17 X-coordinate {m}
, !- Vertex 17 Y-coordinate {m}
, !- Vertex 17 Z-coordinate {m}
, !- Vertex 18 X-coordinate {m}
, !- Vertex 18 Y-coordinate {m}
, !- Vertex 18 Z-coordinate {m}
, !- Vertex 19 X-coordinate {m}
, !- Vertex 19 Y-coordinate {m}
, !- Vertex 19 Z-coordinate {m}
, !- Vertex 20 X-coordinate {m}
, !- Vertex 20 Y-coordinate {m}
; !- Vertex 20 Z-coordinate {m}
BuildingSurface:Detailed,
L1-102-CheckoutBagging_Srf_11, !- Name
Wall, !- Surface Type
Hole, !- Construction Name
L1-102-CheckoutBagging Thermal Zone, !- Zone Name
Surface, !- Outside Boundary Condition
L1-102-Checkout1_Srf_3, !- Outside Boundary Condition Object
NoSun, !- Sun Exposure
NoWind, !- Wind Exposure
, !- View Factor to Ground
4, !- Number of Vertices
60.046, !- Vertex 1 X-coordinate {m}
27.645, !- Vertex 1 Y-coordinate {m}
2.134, !- Vertex 1 Z-coordinate {m}
60.046, !- Vertex 2 X-coordinate {m}
27.645, !- Vertex 2 Y-coordinate {m}
0, !- Vertex 2 Z-coordinate {m}
57.882, !- Vertex 3 X-coordinate {m}
27.645, !- Vertex 3 Y-coordinate {m}
0, !- Vertex 3 Z-coordinate {m}
57.882, !- Vertex 4 X-coordinate {m}
27.645, !- Vertex 4 Y-coordinate {m}
2.134, !- Vertex 4 Z-coordinate {m}
, !- Vertex 5 X-coordinate {m}
, !- Vertex 5 Y-coordinate {m}
, !- Vertex 5 Z-coordinate {m}
, !- Vertex 6 X-coordinate {m}
, !- Vertex 6 Y-coordinate {m}
, !- Vertex 6 Z-coordinate {m}
, !- Vertex 7 X-coordinate {m}
, !- Vertex 7 Y-coordinate {m}
, !- Vertex 7 Z-coordinate {m}
, !- Vertex 8 X-coordinate {m}
, !- Vertex 8 Y-coordinate {m}
, !- Vertex 8 Z-coordinate {m}
, !- Vertex 9 X-coordinate {m}
, !- Vertex 9 Y-coordinate {m}
, !- Vertex 9 Z-coordinate {m}
, !- Vertex 10 X-coordinate {m}
, !- Vertex 10 Y-coordinate {m}
, !- Vertex 10 Z-coordinate {m}
, !- Vertex 11 X-coordinate {m}
, !- Vertex 11 Y-coordinate {m}
, !- Vertex 11 Z-coordinate {m}
, !- Vertex 12 X-coordinate {m}
, !- Vertex 12 Y-coordinate {m}
, !- Vertex 12 Z-coordinate {m}
, !- Vertex 13 X-coordinate {m}
, !- Vertex 13 Y-coordinate {m}
, !- Vertex 13 Z-coordinate {m}
, !- Vertex 14 X-coordinate {m}
, !- Vertex 14 Y-coordinate {m}
, !- Vertex 14 Z-coordinate {m}
, !- Vertex 15 X-coordinate {m}
, !- Vertex 15 Y-coordinate {m}
, !- Vertex 15 Z-coordinate {m}
, !- Vertex 16 X-coordinate {m}
, !- Vertex 16 Y-coordinate {m}
, !- Vertex 16 Z-coordinate {m}
, !- Vertex 17 X-coordinate {m}
, !- Vertex 17 Y-coordinate {m}
, !- Vertex 17 Z-coordinate {m}
, !- Vertex 18 X-coordinate {m}
, !- Vertex 18 Y-coordinate {m}
, !- Vertex 18 Z-coordinate {m}
, !- Vertex 19 X-coordinate {m}
, !- Vertex 19 Y-coordinate {m}
, !- Vertex 19 Z-coordinate {m}
, !- Vertex 20 X-coordinate {m}
, !- Vertex 20 Y-coordinate {m}
; !- Vertex 20 Z-coordinate {m}
BuildingSurface:Detailed,
L1-102-CheckoutBagging_Srf_12, !- Name
Wall, !- Surface Type
Hole, !- Construction Name
L1-102-CheckoutBagging Thermal Zone, !- Zone Name
Surface, !- Outside Boundary Condition
L1-103-Floral_Srf_3, !- Outside Boundary Condition Object
NoSun, !- Sun Exposure
NoWind, !- Wind Exposure
, !- View Factor to Ground
4, !- Number of Vertices
57.882, !- Vertex 1 X-coordinate {m}
27.645, !- Vertex 1 Y-coordinate {m}
2.134, !- Vertex 1 Z-coordinate {m}
57.882, !- Vertex 2 X-coordinate {m}
27.645, !- Vertex 2 Y-coordinate {m}
0, !- Vertex 2 Z-coordinate {m}
55.809, !- Vertex 3 X-coordinate {m}
27.645, !- Vertex 3 Y-coordinate {m}
0, !- Vertex 3 Z-coordinate {m}
55.809, !- Vertex 4 X-coordinate {m}
27.645, !- Vertex 4 Y-coordinate {m}
2.134, !- Vertex 4 Z-coordinate {m}
, !- Vertex 5 X-coordinate {m}
, !- Vertex 5 Y-coordinate {m}
, !- Vertex 5 Z-coordinate {m}
, !- Vertex 6 X-coordinate {m}
, !- Vertex 6 Y-coordinate {m}
, !- Vertex 6 Z-coordinate {m}
, !- Vertex 7 X-coordinate {m}
, !- Vertex 7 Y-coordinate {m}
, !- Vertex 7 Z-coordinate {m}
, !- Vertex 8 X-coordinate {m}
, !- Vertex 8 Y-coordinate {m}
, !- Vertex 8 Z-coordinate {m}
, !- Vertex 9 X-coordinate {m}
, !- Vertex 9 Y-coordinate {m}
, !- Vertex 9 Z-coordinate {m}
, !- Vertex 10 X-coordinate {m}
, !- Vertex 10 Y-coordinate {m}
, !- Vertex 10 Z-coordinate {m}
, !- Vertex 11 X-coordinate {m}
, !- Vertex 11 Y-coordinate {m}
, !- Vertex 11 Z-coordinate {m}
, !- Vertex 12 X-coordinate {m}
, !- Vertex 12 Y-coordinate {m}
, !- Vertex 12 Z-coordinate {m}
, !- Vertex 13 X-coordinate {m}
, !- Vertex 13 Y-coordinate {m}
, !- Vertex 13 Z-coordinate {m}
, !- Vertex 14 X-coordinate {m}
, !- Vertex 14 Y-coordinate {m}
, !- Vertex 14 Z-coordinate {m}
, !- Vertex 15 X-coordinate {m}
, !- Vertex 15 Y-coordinate {m}
, !- Vertex 15 Z-coordinate {m}
, !- Vertex 16 X-coordinate {m}
, !- Vertex 16 Y-coordinate {m}
, !- Vertex 16 Z-coordinate {m}
, !- Vertex 17 X-coordinate {m}
, !- Vertex 17 Y-coordinate {m}
, !- Vertex 17 Z-coordinate {m}
, !- Vertex 18 X-coordinate {m}
, !- Vertex 18 Y-coordinate {m}
, !- Vertex 18 Z-coordinate {m}
, !- Vertex 19 X-coordinate {m}
, !- Vertex 19 Y-coordinate {m}
, !- Vertex 19 Z-coordinate {m}
, !- Vertex 20 X-coordinate {m}
, !- Vertex 20 Y-coordinate {m}
; !- Vertex 20 Z-coordinate {m}
BuildingSurface:Detailed,
L1-102-CheckoutBagging_Srf_13, !- Name
Roof, !- Surface Type
Roof_BOH, !- Construction Name
L1-102-CheckoutBagging Thermal Zone, !- Zone Name
Outdoors, !- Outside Boundary Condition
, !- Outside Boundary Condition Object
SunExposed, !- Sun Exposure
WindExposed, !- Wind Exposure
, !- View Factor to Ground
8, !- Number of Vertices
55.809, !- Vertex 1 X-coordinate {m}
27.645, !- Vertex 1 Y-coordinate {m}
2.134, !- Vertex 1 Z-coordinate {m}
55.809, !- Vertex 2 X-coordinate {m}
26.949, !- Vertex 2 Y-coordinate {m}
2.134, !- Vertex 2 Z-coordinate {m}
57.059, !- Vertex 3 X-coordinate {m}
26.949, !- Vertex 3 Y-coordinate {m}
2.134, !- Vertex 3 Z-coordinate {m}
57.059, !- Vertex 4 X-coordinate {m}
25.878, !- Vertex 4 Y-coordinate {m}
2.134, !- Vertex 4 Z-coordinate {m}
69.19, !- Vertex 5 X-coordinate {m}
25.878, !- Vertex 5 Y-coordinate {m}
2.134, !- Vertex 5 Z-coordinate {m}
69.19, !- Vertex 6 X-coordinate {m}
26.949, !- Vertex 6 Y-coordinate {m}
2.134, !- Vertex 6 Z-coordinate {m}
66.446, !- Vertex 7 X-coordinate {m}
26.949, !- Vertex 7 Y-coordinate {m}
2.134, !- Vertex 7 Z-coordinate {m}
66.446, !- Vertex 8 X-coordinate {m}
27.645, !- Vertex 8 Y-coordinate {m}
2.134, !- Vertex 8 Z-coordinate {m}
, !- Vertex 9 X-coordinate {m}
, !- Vertex 9 Y-coordinate {m}
, !- Vertex 9 Z-coordinate {m}
, !- Vertex 10 X-coordinate {m}
, !- Vertex 10 Y-coordinate {m}
, !- Vertex 10 Z-coordinate {m}
, !- Vertex 11 X-coordinate {m}
, !- Vertex 11 Y-coordinate {m}
, !- Vertex 11 Z-coordinate {m}
, !- Vertex 12 X-coordinate {m}
, !- Vertex 12 Y-coordinate {m}
, !- Vertex 12 Z-coordinate {m}
, !- Vertex 13 X-coordinate {m}
, !- Vertex 13 Y-coordinate {m}
, !- Vertex 13 Z-coordinate {m}
, !- Vertex 14 X-coordinate {m}
, !- Vertex 14 Y-coordinate {m}
, !- Vertex 14 Z-coordinate {m}
, !- Vertex 15 X-coordinate {m}
, !- Vertex 15 Y-coordinate {m}
, !- Vertex 15 Z-coordinate {m}
, !- Vertex 16 X-coordinate {m}
, !- Vertex 16 Y-coordinate {m}
, !- Vertex 16 Z-coordinate {m}
, !- Vertex 17 X-coordinate {m}
, !- Vertex 17 Y-coordinate {m}
, !- Vertex 17 Z-coordinate {m}
, !- Vertex 18 X-coordinate {m}
, !- Vertex 18 Y-coordinate {m}
, !- Vertex 18 Z-coordinate {m}
, !- Vertex 19 X-coordinate {m}
, !- Vertex 19 Y-coordinate {m}
, !- Vertex 19 Z-coordinate {m}
, !- Vertex 20 X-coordinate {m}
, !- Vertex 20 Y-coordinate {m}
; !- Vertex 20 Z-coordinate {m}
BuildingSurface:Detailed,
L1-102-CheckoutBagging_Srf_2, !- Name
Wall, !- Surface Type
Hole, !- Construction Name
L1-102-CheckoutBagging Thermal Zone, !- Zone Name
Surface, !- Outside Boundary Condition
L1-101-EntranceExit_Srf_3, !- Outside Boundary Condition Object
NoSun, !- Sun Exposure
NoWind, !- Wind Exposure
, !- View Factor to Ground
4, !- Number of Vertices
55.809, !- Vertex 1 X-coordinate {m}
26.949, !- Vertex 1 Y-coordinate {m}
2.134, !- Vertex 1 Z-coordinate {m}
55.809, !- Vertex 2 X-coordinate {m}
26.949, !- Vertex 2 Y-coordinate {m}
0, !- Vertex 2 Z-coordinate {m}
57.059, !- Vertex 3 X-coordinate {m}
26.949, !- Vertex 3 Y-coordinate {m}
0, !- Vertex 3 Z-coordinate {m}
57.059, !- Vertex 4 X-coordinate {m}
26.949, !- Vertex 4 Y-coordinate {m}
2.134, !- Vertex 4 Z-coordinate {m}
, !- Vertex 5 X-coordinate {m}
, !- Vertex 5 Y-coordinate {m}
, !- Vertex 5 Z-coordinate {m}
, !- Vertex 6 X-coordinate {m}
, !- Vertex 6 Y-coordinate {m}
, !- Vertex 6 Z-coordinate {m}
, !- Vertex 7 X-coordinate {m}
, !- Vertex 7 Y-coordinate {m}
, !- Vertex 7 Z-coordinate {m}
, !- Vertex 8 X-coordinate {m}
, !- Vertex 8 Y-coordinate {m}
, !- Vertex 8 Z-coordinate {m}
, !- Vertex 9 X-coordinate {m}
, !- Vertex 9 Y-coordinate {m}
, !- Vertex 9 Z-coordinate {m}
, !- Vertex 10 X-coordinate {m}
, !- Vertex 10 Y-coordinate {m}
, !- Vertex 10 Z-coordinate {m}
, !- Vertex 11 X-coordinate {m}
, !- Vertex 11 Y-coordinate {m}
, !- Vertex 11 Z-coordinate {m}
, !- Vertex 12 X-coordinate {m}
, !- Vertex 12 Y-coordinate {m}
, !- Vertex 12 Z-coordinate {m}
, !- Vertex 13 X-coordinate {m}
, !- Vertex 13 Y-coordinate {m}
, !- Vertex 13 Z-coordinate {m}
, !- Vertex 14 X-coordinate {m}
, !- Vertex 14 Y-coordinate {m}
, !- Vertex 14 Z-coordinate {m}
, !- Vertex 15 X-coordinate {m}
, !- Vertex 15 Y-coordinate {m}
, !- Vertex 15 Z-coordinate {m}
, !- Vertex 16 X-coordinate {m}
, !- Vertex 16 Y-coordinate {m}
, !- Vertex 16 Z-coordinate {m}
, !- Vertex 17 X-coordinate {m}
, !- Vertex 17 Y-coordinate {m}
, !- Vertex 17 Z-coordinate {m}
, !- Vertex 18 X-coordinate {m}
, !- Vertex 18 Y-coordinate {m}
, !- Vertex 18 Z-coordinate {m}
, !- Vertex 19 X-coordinate {m}
, !- Vertex 19 Y-coordinate {m}
, !- Vertex 19 Z-coordinate {m}
, !- Vertex 20 X-coordinate {m}
, !- Vertex 20 Y-coordinate {m}
; !- Vertex 20 Z-coordinate {m}
BuildingSurface:Detailed,
L1-102-CheckoutBagging_Srf_3, !- Name
Wall, !- Surface Type
Hole, !- Construction Name
L1-102-CheckoutBagging Thermal Zone, !- Zone Name
Surface, !- Outside Boundary Condition
L1-101-EntranceExit_Srf_2, !- Outside Boundary Condition Object
NoSun, !- Sun Exposure
NoWind, !- Wind Exposure
, !- View Factor to Ground
4, !- Number of Vertices
57.059, !- Vertex 1 X-coordinate {m}
26.949, !- Vertex 1 Y-coordinate {m}
2.134, !- Vertex 1 Z-coordinate {m}
57.059, !- Vertex 2 X-coordinate {m}
26.949, !- Vertex 2 Y-coordinate {m}
0, !- Vertex 2 Z-coordinate {m}
57.059, !- Vertex 3 X-coordinate {m}
25.878, !- Vertex 3 Y-coordinate {m}
0, !- Vertex 3 Z-coordinate {m}
57.059, !- Vertex 4 X-coordinate {m}
25.878, !- Vertex 4 Y-coordinate {m}
2.134, !- Vertex 4 Z-coordinate {m}
, !- Vertex 5 X-coordinate {m}
, !- Vertex 5 Y-coordinate {m}
, !- Vertex 5 Z-coordinate {m}
, !- Vertex 6 X-coordinate {m}
, !- Vertex 6 Y-coordinate {m}
, !- Vertex 6 Z-coordinate {m}
, !- Vertex 7 X-coordinate {m}
, !- Vertex 7 Y-coordinate {m}
, !- Vertex 7 Z-coordinate {m}
, !- Vertex 8 X-coordinate {m}
, !- Vertex 8 Y-coordinate {m}
, !- Vertex 8 Z-coordinate {m}
, !- Vertex 9 X-coordinate {m}
, !- Vertex 9 Y-coordinate {m}
, !- Vertex 9 Z-coordinate {m}
, !- Vertex 10 X-coordinate {m}
, !- Vertex 10 Y-coordinate {m}
, !- Vertex 10 Z-coordinate {m}
, !- Vertex 11 X-coordinate {m}
, !- Vertex 11 Y-coordinate {m}
, !- Vertex 11 Z-coordinate {m}
, !- Vertex 12 X-coordinate {m}
, !- Vertex 12 Y-coordinate {m}
, !- Vertex 12 Z-coordinate {m}
, !- Vertex 13 X-coordinate {m}
, !- Vertex 13 Y-coordinate {m}
, !- Vertex 13 Z-coordinate {m}
, !- Vertex 14 X-coordinate {m}
, !- Vertex 14 Y-coordinate {m}
, !- Vertex 14 Z-coordinate {m}
, !- Vertex 15 X-coordinate {m}
, !- Vertex 15 Y-coordinate {m}
, !- Vertex 15 Z-coordinate {m}
, !- Vertex 16 X-coordinate {m}
, !- Vertex 16 Y-coordinate {m}
, !- Vertex 16 Z-coordinate {m}
, !- Vertex 17 X-coordinate {m}
, !- Vertex 17 Y-coordinate {m}
, !- Vertex 17 Z-coordinate {m}
, !- Vertex 18 X-coordinate {m}
, !- Vertex 18 Y-coordinate {m}
, !- Vertex 18 Z-coordinate {m}
, !- Vertex 19 X-coordinate {m}
, !- Vertex 19 Y-coordinate {m}
, !- Vertex 19 Z-coordinate {m}
, !- Vertex 20 X-coordinate {m}
, !- Vertex 20 Y-coordinate {m}
; !- Vertex 20 Z-coordinate {m}
BuildingSurface:Detailed,
L1-102-CheckoutBagging_Srf_4, !- Name
Wall, !- Surface Type
Wall_Exterior, !- Construction Name
L1-102-CheckoutBagging Thermal Zone, !- Zone Name
Outdoors, !- Outside Boundary Condition
, !- Outside Boundary Condition Object
SunExposed, !- Sun Exposure
WindExposed, !- Wind Exposure
, !- View Factor to Ground
4, !- Number of Vertices
57.059, !- Vertex 1 X-coordinate {m}
25.878, !- Vertex 1 Y-coordinate {m}
2.134, !- Vertex 1 Z-coordinate {m}
57.059, !- Vertex 2 X-coordinate {m}
25.878, !- Vertex 2 Y-coordinate {m}
0, !- Vertex 2 Z-coordinate {m}
69.19, !- Vertex 3 X-coordinate {m}
25.878, !- Vertex 3 Y-coordinate {m}
0, !- Vertex 3 Z-coordinate {m}
69.19, !- Vertex 4 X-coordinate {m}
25.878, !- Vertex 4 Y-coordinate {m}
2.134, !- Vertex 4 Z-coordinate {m}
, !- Vertex 5 X-coordinate {m}
, !- Vertex 5 Y-coordinate {m}
, !- Vertex 5 Z-coordinate {m}
, !- Vertex 6 X-coordinate {m}
, !- Vertex 6 Y-coordinate {m}
, !- Vertex 6 Z-coordinate {m}
, !- Vertex 7 X-coordinate {m}
, !- Vertex 7 Y-coordinate {m}
, !- Vertex 7 Z-coordinate {m}
, !- Vertex 8 X-coordinate {m}
, !- Vertex 8 Y-coordinate {m}
, !- Vertex 8 Z-coordinate {m}
, !- Vertex 9 X-coordinate {m}
, !- Vertex 9 Y-coordinate {m}
, !- Vertex 9 Z-coordinate {m}
, !- Vertex 10 X-coordinate {m}
, !- Vertex 10 Y-coordinate {m}
, !- Vertex 10 Z-coordinate {m}
, !- Vertex 11 X-coordinate {m}
, !- Vertex 11 Y-coordinate {m}
, !- Vertex 11 Z-coordinate {m}
, !- Vertex 12 X-coordinate {m}
, !- Vertex 12 Y-coordinate {m}
, !- Vertex 12 Z-coordinate {m}
, !- Vertex 13 X-coordinate {m}
, !- Vertex 13 Y-coordinate {m}
, !- Vertex 13 Z-coordinate {m}
, !- Vertex 14 X-coordinate {m}
, !- Vertex 14 Y-coordinate {m}
, !- Vertex 14 Z-coordinate {m}
, !- Vertex 15 X-coordinate {m}
, !- Vertex 15 Y-coordinate {m}
, !- Vertex 15 Z-coordinate {m}
, !- Vertex 16 X-coordinate {m}
, !- Vertex 16 Y-coordinate {m}
, !- Vertex 16 Z-coordinate {m}
, !- Vertex 17 X-coordinate {m}
, !- Vertex 17 Y-coordinate {m}
, !- Vertex 17 Z-coordinate {m}
, !- Vertex 18 X-coordinate {m}
, !- Vertex 18 Y-coordinate {m}
, !- Vertex 18 Z-coordinate {m}
, !- Vertex 19 X-coordinate {m}
, !- Vertex 19 Y-coordinate {m}
, !- Vertex 19 Z-coordinate {m}
, !- Vertex 20 X-coordinate {m}
, !- Vertex 20 Y-coordinate {m}
; !- Vertex 20 Z-coordinate {m}
BuildingSurface:Detailed,
L1-102-CheckoutBagging_Srf_5, !- Name
Wall, !- Surface Type
Hole, !- Construction Name
L1-102-CheckoutBagging Thermal Zone, !- Zone Name
Surface, !- Outside Boundary Condition
L1-102-Exit_Srf_2, !- Outside Boundary Condition Object
NoSun, !- Sun Exposure
NoWind, !- Wind Exposure
, !- View Factor to Ground
4, !- Number of Vertices
69.19, !- Vertex 1 X-coordinate {m}
25.878, !- Vertex 1 Y-coordinate {m}
2.134, !- Vertex 1 Z-coordinate {m}
69.19, !- Vertex 2 X-coordinate {m}
25.878, !- Vertex 2 Y-coordinate {m}
0, !- Vertex 2 Z-coordinate {m}
69.19, !- Vertex 3 X-coordinate {m}
26.949, !- Vertex 3 Y-coordinate {m}
0, !- Vertex 3 Z-coordinate {m}
69.19, !- Vertex 4 X-coordinate {m}
26.949, !- Vertex 4 Y-coordinate {m}
2.134, !- Vertex 4 Z-coordinate {m}
, !- Vertex 5 X-coordinate {m}
, !- Vertex 5 Y-coordinate {m}
, !- Vertex 5 Z-coordinate {m}
, !- Vertex 6 X-coordinate {m}
, !- Vertex 6 Y-coordinate {m}
, !- Vertex 6 Z-coordinate {m}
, !- Vertex 7 X-coordinate {m}
, !- Vertex 7 Y-coordinate {m}
, !- Vertex 7 Z-coordinate {m}
, !- Vertex 8 X-coordinate {m}
, !- Vertex 8 Y-coordinate {m}
, !- Vertex 8 Z-coordinate {m}
, !- Vertex 9 X-coordinate {m}
, !- Vertex 9 Y-coordinate {m}
, !- Vertex 9 Z-coordinate {m}
, !- Vertex 10 X-coordinate {m}
, !- Vertex 10 Y-coordinate {m}
, !- Vertex 10 Z-coordinate {m}
, !- Vertex 11 X-coordinate {m}
, !- Vertex 11 Y-coordinate {m}
, !- Vertex 11 Z-coordinate {m}
, !- Vertex 12 X-coordinate {m}
, !- Vertex 12 Y-coordinate {m}
, !- Vertex 12 Z-coordinate {m}
, !- Vertex 13 X-coordinate {m}
, !- Vertex 13 Y-coordinate {m}
, !- Vertex 13 Z-coordinate {m}
, !- Vertex 14 X-coordinate {m}
, !- Vertex 14 Y-coordinate {m}
, !- Vertex 14 Z-coordinate {m}
, !- Vertex 15 X-coordinate {m}
, !- Vertex 15 Y-coordinate {m}
, !- Vertex 15 Z-coordinate {m}
, !- Vertex 16 X-coordinate {m}
, !- Vertex 16 Y-coordinate {m}
, !- Vertex 16 Z-coordinate {m}
, !- Vertex 17 X-coordinate {m}
, !- Vertex 17 Y-coordinate {m}
, !- Vertex 17 Z-coordinate {m}
, !- Vertex 18 X-coordinate {m}
, !- Vertex 18 Y-coordinate {m}
, !- Vertex 18 Z-coordinate {m}
, !- Vertex 19 X-coordinate {m}
, !- Vertex 19 Y-coordinate {m}
, !- Vertex 19 Z-coordinate {m}
, !- Vertex 20 X-coordinate {m}
, !- Vertex 20 Y-coordinate {m}
; !- Vertex 20 Z-coordinate {m}
BuildingSurface:Detailed,
L1-102-CheckoutBagging_Srf_6, !- Name
Wall, !- Surface Type
Hole, !- Construction Name
L1-102-CheckoutBagging Thermal Zone, !- Zone Name
Surface, !- Outside Boundary Condition
L1-102-SelfCheckout_Srf_7, !- Outside Boundary Condition Object
NoSun, !- Sun Exposure
NoWind, !- Wind Exposure
, !- View Factor to Ground
4, !- Number of Vertices
69.19, !- Vertex 1 X-coordinate {m}
26.949, !- Vertex 1 Y-coordinate {m}
2.134, !- Vertex 1 Z-coordinate {m}
69.19, !- Vertex 2 X-coordinate {m}
26.949, !- Vertex 2 Y-coordinate {m}
0, !- Vertex 2 Z-coordinate {m}
66.446, !- Vertex 3 X-coordinate {m}
26.949, !- Vertex 3 Y-coordinate {m}
0, !- Vertex 3 Z-coordinate {m}
66.446, !- Vertex 4 X-coordinate {m}
26.949, !- Vertex 4 Y-coordinate {m}
2.134, !- Vertex 4 Z-coordinate {m}
, !- Vertex 5 X-coordinate {m}
, !- Vertex 5 Y-coordinate {m}
, !- Vertex 5 Z-coordinate {m}
, !- Vertex 6 X-coordinate {m}
, !- Vertex 6 Y-coordinate {m}
, !- Vertex 6 Z-coordinate {m}
, !- Vertex 7 X-coordinate {m}
, !- Vertex 7 Y-coordinate {m}
, !- Vertex 7 Z-coordinate {m}
, !- Vertex 8 X-coordinate {m}
, !- Vertex 8 Y-coordinate {m}
, !- Vertex 8 Z-coordinate {m}
, !- Vertex 9 X-coordinate {m}
, !- Vertex 9 Y-coordinate {m}
, !- Vertex 9 Z-coordinate {m}
, !- Vertex 10 X-coordinate {m}
, !- Vertex 10 Y-coordinate {m}
, !- Vertex 10 Z-coordinate {m}
, !- Vertex 11 X-coordinate {m}
, !- Vertex 11 Y-coordinate {m}
, !- Vertex 11 Z-coordinate {m}
, !- Vertex 12 X-coordinate {m}
, !- Vertex 12 Y-coordinate {m}
, !- Vertex 12 Z-coordinate {m}
, !- Vertex 13 X-coordinate {m}
, !- Vertex 13 Y-coordinate {m}
, !- Vertex 13 Z-coordinate {m}
, !- Vertex 14 X-coordinate {m}
, !- Vertex 14 Y-coordinate {m}
, !- Vertex 14 Z-coordinate {m}
, !- Vertex 15 X-coordinate {m}
, !- Vertex 15 Y-coordinate {m}
, !- Vertex 15 Z-coordinate {m}
, !- Vertex 16 X-coordinate {m}
, !- Vertex 16 Y-coordinate {m}
, !- Vertex 16 Z-coordinate {m}
, !- Vertex 17 X-coordinate {m}
, !- Vertex 17 Y-coordinate {m}
, !- Vertex 17 Z-coordinate {m}
, !- Vertex 18 X-coordinate {m}
, !- Vertex 18 Y-coordinate {m}
, !- Vertex 18 Z-coordinate {m}
, !- Vertex 19 X-coordinate {m}
, !- Vertex 19 Y-coordinate {m}
, !- Vertex 19 Z-coordinate {m}
, !- Vertex 20 X-coordinate {m}
, !- Vertex 20 Y-coordinate {m}
; !- Vertex 20 Z-coordinate {m}
BuildingSurface:Detailed,
L1-102-CheckoutBagging_Srf_7, !- Name
Wall, !- Surface Type
Hole, !- Construction Name
L1-102-CheckoutBagging Thermal Zone, !- Zone Name
Surface, !- Outside Boundary Condition
L1-102-SelfCheckout_Srf_6, !- Outside Boundary Condition Object
NoSun, !- Sun Exposure
NoWind, !- Wind Exposure
, !- View Factor to Ground
4, !- Number of Vertices
66.446, !- Vertex 1 X-coordinate {m}
26.949, !- Vertex 1 Y-coordinate {m}
2.134, !- Vertex 1 Z-coordinate {m}
66.446, !- Vertex 2 X-coordinate {m}
26.949, !- Vertex 2 Y-coordinate {m}
0, !- Vertex 2 Z-coordinate {m}
66.446, !- Vertex 3 X-coordinate {m}
27.645, !- Vertex 3 Y-coordinate {m}
0, !- Vertex 3 Z-coordinate {m}
66.446, !- Vertex 4 X-coordinate {m}
27.645, !- Vertex 4 Y-coordinate {m}
2.134, !- Vertex 4 Z-coordinate {m}
, !- Vertex 5 X-coordinate {m}
, !- Vertex 5 Y-coordinate {m}
, !- Vertex 5 Z-coordinate {m}
, !- Vertex 6 X-coordinate {m}
, !- Vertex 6 Y-coordinate {m}
, !- Vertex 6 Z-coordinate {m}
, !- Vertex 7 X-coordinate {m}
, !- Vertex 7 Y-coordinate {m}
, !- Vertex 7 Z-coordinate {m}
, !- Vertex 8 X-coordinate {m}
, !- Vertex 8 Y-coordinate {m}
, !- Vertex 8 Z-coordinate {m}
, !- Vertex 9 X-coordinate {m}
, !- Vertex 9 Y-coordinate {m}
, !- Vertex 9 Z-coordinate {m}
, !- Vertex 10 X-coordinate {m}
, !- Vertex 10 Y-coordinate {m}
, !- Vertex 10 Z-coordinate {m}
, !- Vertex 11 X-coordinate {m}
, !- Vertex 11 Y-coordinate {m}
, !- Vertex 11 Z-coordinate {m}
, !- Vertex 12 X-coordinate {m}
, !- Vertex 12 Y-coordinate {m}
, !- Vertex 12 Z-coordinate {m}
, !- Vertex 13 X-coordinate {m}
, !- Vertex 13 Y-coordinate {m}
, !- Vertex 13 Z-coordinate {m}
, !- Vertex 14 X-coordinate {m}
, !- Vertex 14 Y-coordinate {m}
, !- Vertex 14 Z-coordinate {m}
, !- Vertex 15 X-coordinate {m}
, !- Vertex 15 Y-coordinate {m}
, !- Vertex 15 Z-coordinate {m}
, !- Vertex 16 X-coordinate {m}
, !- Vertex 16 Y-coordinate {m}
, !- Vertex 16 Z-coordinate {m}
, !- Vertex 17 X-coordinate {m}
, !- Vertex 17 Y-coordinate {m}
, !- Vertex 17 Z-coordinate {m}
, !- Vertex 18 X-coordinate {m}
, !- Vertex 18 Y-coordinate {m}
, !- Vertex 18 Z-coordinate {m}
, !- Vertex 19 X-coordinate {m}
, !- Vertex 19 Y-coordinate {m}
, !- Vertex 19 Z-coordinate {m}
, !- Vertex 20 X-coordinate {m}
, !- Vertex 20 Y-coordinate {m}
; !- Vertex 20 Z-coordinate {m}
BuildingSurface:Detailed,
L1-102-CheckoutBagging_Srf_8, !- Name
Wall, !- Surface Type
Hole, !- Construction Name
L1-102-CheckoutBagging Thermal Zone, !- Zone Name
Surface, !- Outside Boundary Condition
L1-102-Checkout4_Srf_3, !- Outside Boundary Condition Object
NoSun, !- Sun Exposure
NoWind, !- Wind Exposure
, !- View Factor to Ground
4, !- Number of Vertices
66.446, !- Vertex 1 X-coordinate {m}
27.645, !- Vertex 1 Y-coordinate {m}
2.134, !- Vertex 1 Z-coordinate {m}
66.446, !- Vertex 2 X-coordinate {m}
27.645, !- Vertex 2 Y-coordinate {m}
0, !- Vertex 2 Z-coordinate {m}
64.374, !- Vertex 3 X-coordinate {m}
27.645, !- Vertex 3 Y-coordinate {m}
0, !- Vertex 3 Z-coordinate {m}
64.374, !- Vertex 4 X-coordinate {m}
27.645, !- Vertex 4 Y-coordinate {m}
2.134, !- Vertex 4 Z-coordinate {m}
, !- Vertex 5 X-coordinate {m}
, !- Vertex 5 Y-coordinate {m}
, !- Vertex 5 Z-coordinate {m}
, !- Vertex 6 X-coordinate {m}
, !- Vertex 6 Y-coordinate {m}
, !- Vertex 6 Z-coordinate {m}
, !- Vertex 7 X-coordinate {m}
, !- Vertex 7 Y-coordinate {m}
, !- Vertex 7 Z-coordinate {m}
, !- Vertex 8 X-coordinate {m}
, !- Vertex 8 Y-coordinate {m}
, !- Vertex 8 Z-coordinate {m}
, !- Vertex 9 X-coordinate {m}
, !- Vertex 9 Y-coordinate {m}
, !- Vertex 9 Z-coordinate {m}
, !- Vertex 10 X-coordinate {m}
, !- Vertex 10 Y-coordinate {m}
, !- Vertex 10 Z-coordinate {m}
, !- Vertex 11 X-coordinate {m}
, !- Vertex 11 Y-coordinate {m}
, !- Vertex 11 Z-coordinate {m}
, !- Vertex 12 X-coordinate {m}
, !- Vertex 12 Y-coordinate {m}
, !- Vertex 12 Z-coordinate {m}
, !- Vertex 13 X-coordinate {m}
, !- Vertex 13 Y-coordinate {m}
, !- Vertex 13 Z-coordinate {m}
, !- Vertex 14 X-coordinate {m}
, !- Vertex 14 Y-coordinate {m}
, !- Vertex 14 Z-coordinate {m}
, !- Vertex 15 X-coordinate {m}
, !- Vertex 15 Y-coordinate {m}
, !- Vertex 15 Z-coordinate {m}
, !- Vertex 16 X-coordinate {m}
, !- Vertex 16 Y-coordinate {m}
, !- Vertex 16 Z-coordinate {m}
, !- Vertex 17 X-coordinate {m}
, !- Vertex 17 Y-coordinate {m}
, !- Vertex 17 Z-coordinate {m}
, !- Vertex 18 X-coordinate {m}
, !- Vertex 18 Y-coordinate {m}
, !- Vertex 18 Z-coordinate {m}
, !- Vertex 19 X-coordinate {m}
, !- Vertex 19 Y-coordinate {m}
, !- Vertex 19 Z-coordinate {m}
, !- Vertex 20 X-coordinate {m}
, !- Vertex 20 Y-coordinate {m}
; !- Vertex 20 Z-coordinate {m}
BuildingSurface:Detailed,
L1-102-CheckoutBagging_Srf_9, !- Name
Wall, !- Surface Type
Hole, !- Construction Name
L1-102-CheckoutBagging Thermal Zone, !- Zone Name
Surface, !- Outside Boundary Condition
L1-102-Checkout3_Srf_3, !- Outside Boundary Condition Object
NoSun, !- Sun Exposure
NoWind, !- Wind Exposure
, !- View Factor to Ground
4, !- Number of Vertices
64.374, !- Vertex 1 X-coordinate {m}
27.645, !- Vertex 1 Y-coordinate {m}
2.134, !- Vertex 1 Z-coordinate {m}
64.374, !- Vertex 2 X-coordinate {m}
27.645, !- Vertex 2 Y-coordinate {m}
0, !- Vertex 2 Z-coordinate {m}
62.21, !- Vertex 3 X-coordinate {m}
27.645, !- Vertex 3 Y-coordinate {m}
0, !- Vertex 3 Z-coordinate {m}
62.21, !- Vertex 4 X-coordinate {m}
27.645, !- Vertex 4 Y-coordinate {m}
2.134, !- Vertex 4 Z-coordinate {m}
, !- Vertex 5 X-coordinate {m}
, !- Vertex 5 Y-coordinate {m}
, !- Vertex 5 Z-coordinate {m}
, !- Vertex 6 X-coordinate {m}
, !- Vertex 6 Y-coordinate {m}
, !- Vertex 6 Z-coordinate {m}
, !- Vertex 7 X-coordinate {m}
, !- Vertex 7 Y-coordinate {m}
, !- Vertex 7 Z-coordinate {m}
, !- Vertex 8 X-coordinate {m}
, !- Vertex 8 Y-coordinate {m}
, !- Vertex 8 Z-coordinate {m}
, !- Vertex 9 X-coordinate {m}
, !- Vertex 9 Y-coordinate {m}
, !- Vertex 9 Z-coordinate {m}
, !- Vertex 10 X-coordinate {m}
, !- Vertex 10 Y-coordinate {m}
, !- Vertex 10 Z-coordinate {m}
, !- Vertex 11 X-coordinate {m}
, !- Vertex 11 Y-coordinate {m}
, !- Vertex 11 Z-coordinate {m}
, !- Vertex 12 X-coordinate {m}
, !- Vertex 12 Y-coordinate {m}
, !- Vertex 12 Z-coordinate {m}
, !- Vertex 13 X-coordinate {m}
, !- Vertex 13 Y-coordinate {m}
, !- Vertex 13 Z-coordinate {m}
, !- Vertex 14 X-coordinate {m}
, !- Vertex 14 Y-coordinate {m}
, !- Vertex 14 Z-coordinate {m}
, !- Vertex 15 X-coordinate {m}
, !- Vertex 15 Y-coordinate {m}
, !- Vertex 15 Z-coordinate {m}
, !- Vertex 16 X-coordinate {m}
, !- Vertex 16 Y-coordinate {m}
, !- Vertex 16 Z-coordinate {m}
, !- Vertex 17 X-coordinate {m}
, !- Vertex 17 Y-coordinate {m}
, !- Vertex 17 Z-coordinate {m}
, !- Vertex 18 X-coordinate {m}
, !- Vertex 18 Y-coordinate {m}
, !- Vertex 18 Z-coordinate {m}
, !- Vertex 19 X-coordinate {m}
, !- Vertex 19 Y-coordinate {m}
, !- Vertex 19 Z-coordinate {m}
, !- Vertex 20 X-coordinate {m}
, !- Vertex 20 Y-coordinate {m}
; !- Vertex 20 Z-coordinate {m}
BuildingSurface:Detailed,
L1-102-Exit_Srf_0, !- Name
Floor, !- Surface Type
Hole, !- Construction Name
L1-102-Exit Thermal Zone,!- Zone Name
ground, !- Outside Boundary Condition
, !- Outside Boundary Condition Object
NoSun, !- Sun Exposure
NoWind, !- Wind Exposure
, !- View Factor to Ground
4, !- Number of Vertices
71.841, !- Vertex 1 X-coordinate {m}
26.949, !- Vertex 1 Y-coordinate {m}
0, !- Vertex 1 Z-coordinate {m}
71.841, !- Vertex 2 X-coordinate {m}
25.878, !- Vertex 2 Y-coordinate {m}
0, !- Vertex 2 Z-coordinate {m}
69.19, !- Vertex 3 X-coordinate {m}
25.878, !- Vertex 3 Y-coordinate {m}
0, !- Vertex 3 Z-coordinate {m}
69.19, !- Vertex 4 X-coordinate {m}
26.949, !- Vertex 4 Y-coordinate {m}
0, !- Vertex 4 Z-coordinate {m}
, !- Vertex 5 X-coordinate {m}
, !- Vertex 5 Y-coordinate {m}
, !- Vertex 5 Z-coordinate {m}
, !- Vertex 6 X-coordinate {m}
, !- Vertex 6 Y-coordinate {m}
, !- Vertex 6 Z-coordinate {m}
, !- Vertex 7 X-coordinate {m}
, !- Vertex 7 Y-coordinate {m}
, !- Vertex 7 Z-coordinate {m}
, !- Vertex 8 X-coordinate {m}
, !- Vertex 8 Y-coordinate {m}
, !- Vertex 8 Z-coordinate {m}
, !- Vertex 9 X-coordinate {m}
, !- Vertex 9 Y-coordinate {m}
, !- Vertex 9 Z-coordinate {m}
, !- Vertex 10 X-coordinate {m}
, !- Vertex 10 Y-coordinate {m}
, !- Vertex 10 Z-coordinate {m}
, !- Vertex 11 X-coordinate {m}
, !- Vertex 11 Y-coordinate {m}
, !- Vertex 11 Z-coordinate {m}
, !- Vertex 12 X-coordinate {m}
, !- Vertex 12 Y-coordinate {m}
, !- Vertex 12 Z-coordinate {m}
, !- Vertex 13 X-coordinate {m}
, !- Vertex 13 Y-coordinate {m}
, !- Vertex 13 Z-coordinate {m}
, !- Vertex 14 X-coordinate {m}
, !- Vertex 14 Y-coordinate {m}
, !- Vertex 14 Z-coordinate {m}
, !- Vertex 15 X-coordinate {m}
, !- Vertex 15 Y-coordinate {m}
, !- Vertex 15 Z-coordinate {m}
, !- Vertex 16 X-coordinate {m}
, !- Vertex 16 Y-coordinate {m}
, !- Vertex 16 Z-coordinate {m}
, !- Vertex 17 X-coordinate {m}
, !- Vertex 17 Y-coordinate {m}
, !- Vertex 17 Z-coordinate {m}
, !- Vertex 18 X-coordinate {m}
, !- Vertex 18 Y-coordinate {m}
, !- Vertex 18 Z-coordinate {m}
, !- Vertex 19 X-coordinate {m}
, !- Vertex 19 Y-coordinate {m}
, !- Vertex 19 Z-coordinate {m}
, !- Vertex 20 X-coordinate {m}
, !- Vertex 20 Y-coordinate {m}
; !- Vertex 20 Z-coordinate {m}
BuildingSurface:Detailed,
L1-102-Exit_Srf_1, !- Name
Wall, !- Surface Type
Hole, !- Construction Name
L1-102-Exit Thermal Zone,!- Zone Name
Surface, !- Outside Boundary Condition
L1-102-SelfCheckout_Srf_1, !- Outside Boundary Condition Object
NoSun, !- Sun Exposure
NoWind, !- Wind Exposure
, !- View Factor to Ground
4, !- Number of Vertices
70.439, !- Vertex 1 X-coordinate {m}
26.949, !- Vertex 1 Y-coordinate {m}
2.134, !- Vertex 1 Z-coordinate {m}
70.439, !- Vertex 2 X-coordinate {m}
26.949, !- Vertex 2 Y-coordinate {m}
0, !- Vertex 2 Z-coordinate {m}
69.19, !- Vertex 3 X-coordinate {m}
26.949, !- Vertex 3 Y-coordinate {m}
0, !- Vertex 3 Z-coordinate {m}
69.19, !- Vertex 4 X-coordinate {m}
26.949, !- Vertex 4 Y-coordinate {m}
2.134, !- Vertex 4 Z-coordinate {m}
, !- Vertex 5 X-coordinate {m}
, !- Vertex 5 Y-coordinate {m}
, !- Vertex 5 Z-coordinate {m}
, !- Vertex 6 X-coordinate {m}
, !- Vertex 6 Y-coordinate {m}
, !- Vertex 6 Z-coordinate {m}
, !- Vertex 7 X-coordinate {m}
, !- Vertex 7 Y-coordinate {m}
, !- Vertex 7 Z-coordinate {m}
, !- Vertex 8 X-coordinate {m}
, !- Vertex 8 Y-coordinate {m}
, !- Vertex 8 Z-coordinate {m}
, !- Vertex 9 X-coordinate {m}
, !- Vertex 9 Y-coordinate {m}
, !- Vertex 9 Z-coordinate {m}
, !- Vertex 10 X-coordinate {m}
, !- Vertex 10 Y-coordinate {m}
, !- Vertex 10 Z-coordinate {m}
, !- Vertex 11 X-coordinate {m}
, !- Vertex 11 Y-coordinate {m}
, !- Vertex 11 Z-coordinate {m}
, !- Vertex 12 X-coordinate {m}
, !- Vertex 12 Y-coordinate {m}
, !- Vertex 12 Z-coordinate {m}
, !- Vertex 13 X-coordinate {m}
, !- Vertex 13 Y-coordinate {m}
, !- Vertex 13 Z-coordinate {m}
, !- Vertex 14 X-coordinate {m}
, !- Vertex 14 Y-coordinate {m}
, !- Vertex 14 Z-coordinate {m}
, !- Vertex 15 X-coordinate {m}
, !- Vertex 15 Y-coordinate {m}
, !- Vertex 15 Z-coordinate {m}
, !- Vertex 16 X-coordinate {m}
, !- Vertex 16 Y-coordinate {m}
, !- Vertex 16 Z-coordinate {m}
, !- Vertex 17 X-coordinate {m}
, !- Vertex 17 Y-coordinate {m}
, !- Vertex 17 Z-coordinate {m}
, !- Vertex 18 X-coordinate {m}
, !- Vertex 18 Y-coordinate {m}
, !- Vertex 18 Z-coordinate {m}
, !- Vertex 19 X-coordinate {m}
, !- Vertex 19 Y-coordinate {m}
, !- Vertex 19 Z-coordinate {m}
, !- Vertex 20 X-coordinate {m}
, !- Vertex 20 Y-coordinate {m}
; !- Vertex 20 Z-coordinate {m}
BuildingSurface:Detailed,
L1-102-Exit_Srf_2, !- Name
Wall, !- Surface Type
Hole, !- Construction Name
L1-102-Exit Thermal Zone,!- Zone Name
Surface, !- Outside Boundary Condition
L1-102-CheckoutBagging_Srf_5, !- Outside Boundary Condition Object
NoSun, !- Sun Exposure
NoWind, !- Wind Exposure
, !- View Factor to Ground
4, !- Number of Vertices
69.19, !- Vertex 1 X-coordinate {m}
26.949, !- Vertex 1 Y-coordinate {m}
2.134, !- Vertex 1 Z-coordinate {m}
69.19, !- Vertex 2 X-coordinate {m}
26.949, !- Vertex 2 Y-coordinate {m}
0, !- Vertex 2 Z-coordinate {m}
69.19, !- Vertex 3 X-coordinate {m}
25.878, !- Vertex 3 Y-coordinate {m}
0, !- Vertex 3 Z-coordinate {m}
69.19, !- Vertex 4 X-coordinate {m}
25.878, !- Vertex 4 Y-coordinate {m}
2.134, !- Vertex 4 Z-coordinate {m}
, !- Vertex 5 X-coordinate {m}
, !- Vertex 5 Y-coordinate {m}
, !- Vertex 5 Z-coordinate {m}
, !- Vertex 6 X-coordinate {m}
, !- Vertex 6 Y-coordinate {m}
, !- Vertex 6 Z-coordinate {m}
, !- Vertex 7 X-coordinate {m}
, !- Vertex 7 Y-coordinate {m}
, !- Vertex 7 Z-coordinate {m}
, !- Vertex 8 X-coordinate {m}
, !- Vertex 8 Y-coordinate {m}
, !- Vertex 8 Z-coordinate {m}
, !- Vertex 9 X-coordinate {m}
, !- Vertex 9 Y-coordinate {m}
, !- Vertex 9 Z-coordinate {m}
, !- Vertex 10 X-coordinate {m}
, !- Vertex 10 Y-coordinate {m}
, !- Vertex 10 Z-coordinate {m}
, !- Vertex 11 X-coordinate {m}
, !- Vertex 11 Y-coordinate {m}
, !- Vertex 11 Z-coordinate {m}
, !- Vertex 12 X-coordinate {m}
, !- Vertex 12 Y-coordinate {m}
, !- Vertex 12 Z-coordinate {m}
, !- Vertex 13 X-coordinate {m}
, !- Vertex 13 Y-coordinate {m}
, !- Vertex 13 Z-coordinate {m}
, !- Vertex 14 X-coordinate {m}
, !- Vertex 14 Y-coordinate {m}
, !- Vertex 14 Z-coordinate {m}
, !- Vertex 15 X-coordinate {m}
, !- Vertex 15 Y-coordinate {m}
, !- Vertex 15 Z-coordinate {m}
, !- Vertex 16 X-coordinate {m}
, !- Vertex 16 Y-coordinate {m}
, !- Vertex 16 Z-coordinate {m}
, !- Vertex 17 X-coordinate {m}
, !- Vertex 17 Y-coordinate {m}
, !- Vertex 17 Z-coordinate {m}
, !- Vertex 18 X-coordinate {m}
, !- Vertex 18 Y-coordinate {m}
, !- Vertex 18 Z-coordinate {m}
, !- Vertex 19 X-coordinate {m}
, !- Vertex 19 Y-coordinate {m}
, !- Vertex 19 Z-coordinate {m}
, !- Vertex 20 X-coordinate {m}
, !- Vertex 20 Y-coordinate {m}
; !- Vertex 20 Z-coordinate {m}
BuildingSurface:Detailed,
L1-102-Exit_Srf_3, !- Name
Wall, !- Surface Type
Wall_Exterior, !- Construction Name
L1-102-Exit Thermal Zone,!- Zone Name
Outdoors, !- Outside Boundary Condition
, !- Outside Boundary Condition Object
SunExposed, !- Sun Exposure
WindExposed, !- Wind Exposure
, !- View Factor to Ground
4, !- Number of Vertices
69.19, !- Vertex 1 X-coordinate {m}
25.878, !- Vertex 1 Y-coordinate {m}
2.134, !- Vertex 1 Z-coordinate {m}
69.19, !- Vertex 2 X-coordinate {m}
25.878, !- Vertex 2 Y-coordinate {m}
0, !- Vertex 2 Z-coordinate {m}
71.841, !- Vertex 3 X-coordinate {m}
25.878, !- Vertex 3 Y-coordinate {m}
0, !- Vertex 3 Z-coordinate {m}
71.841, !- Vertex 4 X-coordinate {m}
25.878, !- Vertex 4 Y-coordinate {m}
2.134, !- Vertex 4 Z-coordinate {m}
, !- Vertex 5 X-coordinate {m}
, !- Vertex 5 Y-coordinate {m}
, !- Vertex 5 Z-coordinate {m}
, !- Vertex 6 X-coordinate {m}
, !- Vertex 6 Y-coordinate {m}
, !- Vertex 6 Z-coordinate {m}
, !- Vertex 7 X-coordinate {m}
, !- Vertex 7 Y-coordinate {m}
, !- Vertex 7 Z-coordinate {m}
, !- Vertex 8 X-coordinate {m}
, !- Vertex 8 Y-coordinate {m}
, !- Vertex 8 Z-coordinate {m}
, !- Vertex 9 X-coordinate {m}
, !- Vertex 9 Y-coordinate {m}
, !- Vertex 9 Z-coordinate {m}
, !- Vertex 10 X-coordinate {m}
, !- Vertex 10 Y-coordinate {m}
, !- Vertex 10 Z-coordinate {m}
, !- Vertex 11 X-coordinate {m}
, !- Vertex 11 Y-coordinate {m}
, !- Vertex 11 Z-coordinate {m}
, !- Vertex 12 X-coordinate {m}
, !- Vertex 12 Y-coordinate {m}
, !- Vertex 12 Z-coordinate {m}
, !- Vertex 13 X-coordinate {m}
, !- Vertex 13 Y-coordinate {m}
, !- Vertex 13 Z-coordinate {m}
, !- Vertex 14 X-coordinate {m}
, !- Vertex 14 Y-coordinate {m}
, !- Vertex 14 Z-coordinate {m}
, !- Vertex 15 X-coordinate {m}
, !- Vertex 15 Y-coordinate {m}
, !- Vertex 15 Z-coordinate {m}
, !- Vertex 16 X-coordinate {m}
, !- Vertex 16 Y-coordinate {m}
, !- Vertex 16 Z-coordinate {m}
, !- Vertex 17 X-coordinate {m}
, !- Vertex 17 Y-coordinate {m}
, !- Vertex 17 Z-coordinate {m}
, !- Vertex 18 X-coordinate {m}
, !- Vertex 18 Y-coordinate {m}
, !- Vertex 18 Z-coordinate {m}
, !- Vertex 19 X-coordinate {m}
, !- Vertex 19 Y-coordinate {m}
, !- Vertex 19 Z-coordinate {m}
, !- Vertex 20 X-coordinate {m}
, !- Vertex 20 Y-coordinate {m}
; !- Vertex 20 Z-coordinate {m}
BuildingSurface:Detailed,
L1-102-Exit_Srf_4, !- Name
Wall, !- Surface Type
Hole, !- Construction Name
L1-102-Exit Thermal Zone,!- Zone Name
Surface, !- Outside Boundary Condition
L1-127-Coffee_Srf_3, !- Outside Boundary Condition Object
NoSun, !- Sun Exposure
NoWind, !- Wind Exposure
, !- View Factor to Ground
4, !- Number of Vertices
71.841, !- Vertex 1 X-coordinate {m}
25.878, !- Vertex 1 Y-coordinate {m}
2.134, !- Vertex 1 Z-coordinate {m}
71.841, !- Vertex 2 X-coordinate {m}
25.878, !- Vertex 2 Y-coordinate {m}
0, !- Vertex 2 Z-coordinate {m}
71.841, !- Vertex 3 X-coordinate {m}
26.949, !- Vertex 3 Y-coordinate {m}
0, !- Vertex 3 Z-coordinate {m}
71.841, !- Vertex 4 X-coordinate {m}
26.949, !- Vertex 4 Y-coordinate {m}
2.134, !- Vertex 4 Z-coordinate {m}
, !- Vertex 5 X-coordinate {m}
, !- Vertex 5 Y-coordinate {m}
, !- Vertex 5 Z-coordinate {m}
, !- Vertex 6 X-coordinate {m}
, !- Vertex 6 Y-coordinate {m}
, !- Vertex 6 Z-coordinate {m}
, !- Vertex 7 X-coordinate {m}
, !- Vertex 7 Y-coordinate {m}
, !- Vertex 7 Z-coordinate {m}
, !- Vertex 8 X-coordinate {m}
, !- Vertex 8 Y-coordinate {m}
, !- Vertex 8 Z-coordinate {m}
, !- Vertex 9 X-coordinate {m}
, !- Vertex 9 Y-coordinate {m}
, !- Vertex 9 Z-coordinate {m}
, !- Vertex 10 X-coordinate {m}
, !- Vertex 10 Y-coordinate {m}
, !- Vertex 10 Z-coordinate {m}
, !- Vertex 11 X-coordinate {m}
, !- Vertex 11 Y-coordinate {m}
, !- Vertex 11 Z-coordinate {m}
, !- Vertex 12 X-coordinate {m}
, !- Vertex 12 Y-coordinate {m}
, !- Vertex 12 Z-coordinate {m}
, !- Vertex 13 X-coordinate {m}
, !- Vertex 13 Y-coordinate {m}
, !- Vertex 13 Z-coordinate {m}
, !- Vertex 14 X-coordinate {m}
, !- Vertex 14 Y-coordinate {m}
, !- Vertex 14 Z-coordinate {m}
, !- Vertex 15 X-coordinate {m}
, !- Vertex 15 Y-coordinate {m}
, !- Vertex 15 Z-coordinate {m}
, !- Vertex 16 X-coordinate {m}
, !- Vertex 16 Y-coordinate {m}
, !- Vertex 16 Z-coordinate {m}
, !- Vertex 17 X-coordinate {m}
, !- Vertex 17 Y-coordinate {m}
, !- Vertex 17 Z-coordinate {m}
, !- Vertex 18 X-coordinate {m}
, !- Vertex 18 Y-coordinate {m}
, !- Vertex 18 Z-coordinate {m}
, !- Vertex 19 X-coordinate {m}
, !- Vertex 19 Y-coordinate {m}
, !- Vertex 19 Z-coordinate {m}
, !- Vertex 20 X-coordinate {m}
, !- Vertex 20 Y-coordinate {m}
; !- Vertex 20 Z-coordinate {m}
BuildingSurface:Detailed,
L1-102-Exit_Srf_5, !- Name
Wall, !- Surface Type
Hole, !- Construction Name
L1-102-Exit Thermal Zone,!- Zone Name
Surface, !- Outside Boundary Condition
L1-101-SalesCirculation10_Srf_3, !- Outside Boundary Condition Object
NoSun, !- Sun Exposure
NoWind, !- Wind Exposure
, !- View Factor to Ground
4, !- Number of Vertices
71.841, !- Vertex 1 X-coordinate {m}
26.949, !- Vertex 1 Y-coordinate {m}
2.134, !- Vertex 1 Z-coordinate {m}
71.841, !- Vertex 2 X-coordinate {m}
26.949, !- Vertex 2 Y-coordinate {m}
0, !- Vertex 2 Z-coordinate {m}
70.439, !- Vertex 3 X-coordinate {m}
26.949, !- Vertex 3 Y-coordinate {m}
0, !- Vertex 3 Z-coordinate {m}
70.439, !- Vertex 4 X-coordinate {m}
26.949, !- Vertex 4 Y-coordinate {m}
2.134, !- Vertex 4 Z-coordinate {m}
, !- Vertex 5 X-coordinate {m}
, !- Vertex 5 Y-coordinate {m}
, !- Vertex 5 Z-coordinate {m}
, !- Vertex 6 X-coordinate {m}
, !- Vertex 6 Y-coordinate {m}
, !- Vertex 6 Z-coordinate {m}
, !- Vertex 7 X-coordinate {m}
, !- Vertex 7 Y-coordinate {m}
, !- Vertex 7 Z-coordinate {m}
, !- Vertex 8 X-coordinate {m}
, !- Vertex 8 Y-coordinate {m}
, !- Vertex 8 Z-coordinate {m}
, !- Vertex 9 X-coordinate {m}
, !- Vertex 9 Y-coordinate {m}
, !- Vertex 9 Z-coordinate {m}
, !- Vertex 10 X-coordinate {m}
, !- Vertex 10 Y-coordinate {m}
, !- Vertex 10 Z-coordinate {m}
, !- Vertex 11 X-coordinate {m}
, !- Vertex 11 Y-coordinate {m}
, !- Vertex 11 Z-coordinate {m}
, !- Vertex 12 X-coordinate {m}
, !- Vertex 12 Y-coordinate {m}
, !- Vertex 12 Z-coordinate {m}
, !- Vertex 13 X-coordinate {m}
, !- Vertex 13 Y-coordinate {m}
, !- Vertex 13 Z-coordinate {m}
, !- Vertex 14 X-coordinate {m}
, !- Vertex 14 Y-coordinate {m}
, !- Vertex 14 Z-coordinate {m}
, !- Vertex 15 X-coordinate {m}
, !- Vertex 15 Y-coordinate {m}
, !- Vertex 15 Z-coordinate {m}
, !- Vertex 16 X-coordinate {m}
, !- Vertex 16 Y-coordinate {m}
, !- Vertex 16 Z-coordinate {m}
, !- Vertex 17 X-coordinate {m}
, !- Vertex 17 Y-coordinate {m}
, !- Vertex 17 Z-coordinate {m}
, !- Vertex 18 X-coordinate {m}
, !- Vertex 18 Y-coordinate {m}
, !- Vertex 18 Z-coordinate {m}
, !- Vertex 19 X-coordinate {m}
, !- Vertex 19 Y-coordinate {m}
, !- Vertex 19 Z-coordinate {m}
, !- Vertex 20 X-coordinate {m}
, !- Vertex 20 Y-coordinate {m}
; !- Vertex 20 Z-coordinate {m}
BuildingSurface:Detailed,
L1-102-Exit_Srf_6, !- Name
Roof, !- Surface Type
Roof_BOH, !- Construction Name
L1-102-Exit Thermal Zone,!- Zone Name
Outdoors, !- Outside Boundary Condition
, !- Outside Boundary Condition Object
SunExposed, !- Sun Exposure
WindExposed, !- Wind Exposure
, !- View Factor to Ground
4, !- Number of Vertices
69.19, !- Vertex 1 X-coordinate {m}
26.949, !- Vertex 1 Y-coordinate {m}
2.134, !- Vertex 1 Z-coordinate {m}
69.19, !- Vertex 2 X-coordinate {m}
25.878, !- Vertex 2 Y-coordinate {m}
2.134, !- Vertex 2 Z-coordinate {m}
71.841, !- Vertex 3 X-coordinate {m}
25.878, !- Vertex 3 Y-coordinate {m}
2.134, !- Vertex 3 Z-coordinate {m}
71.841, !- Vertex 4 X-coordinate {m}
26.949, !- Vertex 4 Y-coordinate {m}
2.134, !- Vertex 4 Z-coordinate {m}
, !- Vertex 5 X-coordinate {m}
, !- Vertex 5 Y-coordinate {m}
, !- Vertex 5 Z-coordinate {m}
, !- Vertex 6 X-coordinate {m}
, !- Vertex 6 Y-coordinate {m}
, !- Vertex 6 Z-coordinate {m}
, !- Vertex 7 X-coordinate {m}
, !- Vertex 7 Y-coordinate {m}
, !- Vertex 7 Z-coordinate {m}
, !- Vertex 8 X-coordinate {m}
, !- Vertex 8 Y-coordinate {m}
, !- Vertex 8 Z-coordinate {m}
, !- Vertex 9 X-coordinate {m}
, !- Vertex 9 Y-coordinate {m}
, !- Vertex 9 Z-coordinate {m}
, !- Vertex 10 X-coordinate {m}
, !- Vertex 10 Y-coordinate {m}
, !- Vertex 10 Z-coordinate {m}
, !- Vertex 11 X-coordinate {m}
, !- Vertex 11 Y-coordinate {m}
, !- Vertex 11 Z-coordinate {m}
, !- Vertex 12 X-coordinate {m}
, !- Vertex 12 Y-coordinate {m}
, !- Vertex 12 Z-coordinate {m}
, !- Vertex 13 X-coordinate {m}
, !- Vertex 13 Y-coordinate {m}
, !- Vertex 13 Z-coordinate {m}
, !- Vertex 14 X-coordinate {m}
, !- Vertex 14 Y-coordinate {m}
, !- Vertex 14 Z-coordinate {m}
, !- Vertex 15 X-coordinate {m}
, !- Vertex 15 Y-coordinate {m}
, !- Vertex 15 Z-coordinate {m}
, !- Vertex 16 X-coordinate {m}
, !- Vertex 16 Y-coordinate {m}
, !- Vertex 16 Z-coordinate {m}
, !- Vertex 17 X-coordinate {m}
, !- Vertex 17 Y-coordinate {m}
, !- Vertex 17 Z-coordinate {m}
, !- Vertex 18 X-coordinate {m}
, !- Vertex 18 Y-coordinate {m}
, !- Vertex 18 Z-coordinate {m}
, !- Vertex 19 X-coordinate {m}
, !- Vertex 19 Y-coordinate {m}
, !- Vertex 19 Z-coordinate {m}
, !- Vertex 20 X-coordinate {m}
, !- Vertex 20 Y-coordinate {m}
; !- Vertex 20 Z-coordinate {m}
BuildingSurface:Detailed,
L1-102-ReceivingOffice_Srf_0, !- Name
Floor, !- Surface Type
Hole, !- Construction Name
L1-102-ReceivingOffice Thermal Zone, !- Zone Name
ground, !- Outside Boundary Condition
, !- Outside Boundary Condition Object
NoSun, !- Sun Exposure
NoWind, !- Wind Exposure
, !- View Factor to Ground
4, !- Number of Vertices
44.444, !- Vertex 1 X-coordinate {m}
33.498, !- Vertex 1 Y-coordinate {m}
0, !- Vertex 1 Z-coordinate {m}
44.444, !- Vertex 2 X-coordinate {m}
30.309, !- Vertex 2 Y-coordinate {m}
0, !- Vertex 2 Z-coordinate {m}
42.093, !- Vertex 3 X-coordinate {m}
30.309, !- Vertex 3 Y-coordinate {m}
0, !- Vertex 3 Z-coordinate {m}
42.093, !- Vertex 4 X-coordinate {m}
33.498, !- Vertex 4 Y-coordinate {m}
0, !- Vertex 4 Z-coordinate {m}
, !- Vertex 5 X-coordinate {m}
, !- Vertex 5 Y-coordinate {m}
, !- Vertex 5 Z-coordinate {m}
, !- Vertex 6 X-coordinate {m}
, !- Vertex 6 Y-coordinate {m}
, !- Vertex 6 Z-coordinate {m}
, !- Vertex 7 X-coordinate {m}
, !- Vertex 7 Y-coordinate {m}
, !- Vertex 7 Z-coordinate {m}
, !- Vertex 8 X-coordinate {m}
, !- Vertex 8 Y-coordinate {m}
, !- Vertex 8 Z-coordinate {m}
, !- Vertex 9 X-coordinate {m}
, !- Vertex 9 Y-coordinate {m}
, !- Vertex 9 Z-coordinate {m}
, !- Vertex 10 X-coordinate {m}
, !- Vertex 10 Y-coordinate {m}
, !- Vertex 10 Z-coordinate {m}
, !- Vertex 11 X-coordinate {m}
, !- Vertex 11 Y-coordinate {m}
, !- Vertex 11 Z-coordinate {m}
, !- Vertex 12 X-coordinate {m}
, !- Vertex 12 Y-coordinate {m}
, !- Vertex 12 Z-coordinate {m}
, !- Vertex 13 X-coordinate {m}
, !- Vertex 13 Y-coordinate {m}
, !- Vertex 13 Z-coordinate {m}
, !- Vertex 14 X-coordinate {m}
, !- Vertex 14 Y-coordinate {m}
, !- Vertex 14 Z-coordinate {m}
, !- Vertex 15 X-coordinate {m}
, !- Vertex 15 Y-coordinate {m}
, !- Vertex 15 Z-coordinate {m}
, !- Vertex 16 X-coordinate {m}
, !- Vertex 16 Y-coordinate {m}
, !- Vertex 16 Z-coordinate {m}
, !- Vertex 17 X-coordinate {m}
, !- Vertex 17 Y-coordinate {m}
, !- Vertex 17 Z-coordinate {m}
, !- Vertex 18 X-coordinate {m}
, !- Vertex 18 Y-coordinate {m}
, !- Vertex 18 Z-coordinate {m}
, !- Vertex 19 X-coordinate {m}
, !- Vertex 19 Y-coordinate {m}
, !- Vertex 19 Z-coordinate {m}
, !- Vertex 20 X-coordinate {m}
, !- Vertex 20 Y-coordinate {m}
; !- Vertex 20 Z-coordinate {m}
BuildingSurface:Detailed,
L1-102-ReceivingOffice_Srf_1, !- Name
Wall, !- Surface Type
Hole, !- Construction Name
L1-102-ReceivingOffice Thermal Zone, !- Zone Name
Surface, !- Outside Boundary Condition
L1-106-ReceivingTransformers2_Srf_5, !- Outside Boundary Condition Object
NoSun, !- Sun Exposure
NoWind, !- Wind Exposure
, !- View Factor to Ground
4, !- Number of Vertices
43.149, !- Vertex 1 X-coordinate {m}
30.309, !- Vertex 1 Y-coordinate {m}
2.134, !- Vertex 1 Z-coordinate {m}
43.149, !- Vertex 2 X-coordinate {m}
30.309, !- Vertex 2 Y-coordinate {m}
0, !- Vertex 2 Z-coordinate {m}
44.444, !- Vertex 3 X-coordinate {m}
30.309, !- Vertex 3 Y-coordinate {m}
0, !- Vertex 3 Z-coordinate {m}
44.444, !- Vertex 4 X-coordinate {m}
30.309, !- Vertex 4 Y-coordinate {m}
2.134, !- Vertex 4 Z-coordinate {m}
, !- Vertex 5 X-coordinate {m}
, !- Vertex 5 Y-coordinate {m}
, !- Vertex 5 Z-coordinate {m}
, !- Vertex 6 X-coordinate {m}
, !- Vertex 6 Y-coordinate {m}
, !- Vertex 6 Z-coordinate {m}
, !- Vertex 7 X-coordinate {m}
, !- Vertex 7 Y-coordinate {m}
, !- Vertex 7 Z-coordinate {m}
, !- Vertex 8 X-coordinate {m}
, !- Vertex 8 Y-coordinate {m}
, !- Vertex 8 Z-coordinate {m}
, !- Vertex 9 X-coordinate {m}
, !- Vertex 9 Y-coordinate {m}
, !- Vertex 9 Z-coordinate {m}
, !- Vertex 10 X-coordinate {m}
, !- Vertex 10 Y-coordinate {m}
, !- Vertex 10 Z-coordinate {m}
, !- Vertex 11 X-coordinate {m}
, !- Vertex 11 Y-coordinate {m}
, !- Vertex 11 Z-coordinate {m}
, !- Vertex 12 X-coordinate {m}
, !- Vertex 12 Y-coordinate {m}
, !- Vertex 12 Z-coordinate {m}
, !- Vertex 13 X-coordinate {m}
, !- Vertex 13 Y-coordinate {m}
, !- Vertex 13 Z-coordinate {m}
, !- Vertex 14 X-coordinate {m}
, !- Vertex 14 Y-coordinate {m}
, !- Vertex 14 Z-coordinate {m}
, !- Vertex 15 X-coordinate {m}
, !- Vertex 15 Y-coordinate {m}
, !- Vertex 15 Z-coordinate {m}
, !- Vertex 16 X-coordinate {m}
, !- Vertex 16 Y-coordinate {m}
, !- Vertex 16 Z-coordinate {m}
, !- Vertex 17 X-coordinate {m}
, !- Vertex 17 Y-coordinate {m}
, !- Vertex 17 Z-coordinate {m}
, !- Vertex 18 X-coordinate {m}
, !- Vertex 18 Y-coordinate {m}
, !- Vertex 18 Z-coordinate {m}
, !- Vertex 19 X-coordinate {m}
, !- Vertex 19 Y-coordinate {m}
, !- Vertex 19 Z-coordinate {m}
, !- Vertex 20 X-coordinate {m}
, !- Vertex 20 Y-coordinate {m}
; !- Vertex 20 Z-coordinate {m}
BuildingSurface:Detailed,
L1-102-ReceivingOffice_Srf_2, !- Name
Wall, !- Surface Type
Hole, !- Construction Name
L1-102-ReceivingOffice Thermal Zone, !- Zone Name
Surface, !- Outside Boundary Condition
L1-104-ProduceCoolers2_Srf_2, !- Outside Boundary Condition Object
NoSun, !- Sun Exposure
NoWind, !- Wind Exposure
, !- View Factor to Ground
4, !- Number of Vertices
44.444, !- Vertex 1 X-coordinate {m}
30.309, !- Vertex 1 Y-coordinate {m}
2.134, !- Vertex 1 Z-coordinate {m}
44.444, !- Vertex 2 X-coordinate {m}
30.309, !- Vertex 2 Y-coordinate {m}
0, !- Vertex 2 Z-coordinate {m}
44.444, !- Vertex 3 X-coordinate {m}
33.498, !- Vertex 3 Y-coordinate {m}
0, !- Vertex 3 Z-coordinate {m}
44.444, !- Vertex 4 X-coordinate {m}
33.498, !- Vertex 4 Y-coordinate {m}
2.134, !- Vertex 4 Z-coordinate {m}
, !- Vertex 5 X-coordinate {m}
, !- Vertex 5 Y-coordinate {m}
, !- Vertex 5 Z-coordinate {m}
, !- Vertex 6 X-coordinate {m}
, !- Vertex 6 Y-coordinate {m}
, !- Vertex 6 Z-coordinate {m}
, !- Vertex 7 X-coordinate {m}
, !- Vertex 7 Y-coordinate {m}
, !- Vertex 7 Z-coordinate {m}
, !- Vertex 8 X-coordinate {m}
, !- Vertex 8 Y-coordinate {m}
, !- Vertex 8 Z-coordinate {m}
, !- Vertex 9 X-coordinate {m}
, !- Vertex 9 Y-coordinate {m}
, !- Vertex 9 Z-coordinate {m}
, !- Vertex 10 X-coordinate {m}
, !- Vertex 10 Y-coordinate {m}
, !- Vertex 10 Z-coordinate {m}
, !- Vertex 11 X-coordinate {m}
, !- Vertex 11 Y-coordinate {m}
, !- Vertex 11 Z-coordinate {m}
, !- Vertex 12 X-coordinate {m}
, !- Vertex 12 Y-coordinate {m}
, !- Vertex 12 Z-coordinate {m}
, !- Vertex 13 X-coordinate {m}
, !- Vertex 13 Y-coordinate {m}
, !- Vertex 13 Z-coordinate {m}
, !- Vertex 14 X-coordinate {m}
, !- Vertex 14 Y-coordinate {m}
, !- Vertex 14 Z-coordinate {m}
, !- Vertex 15 X-coordinate {m}
, !- Vertex 15 Y-coordinate {m}
, !- Vertex 15 Z-coordinate {m}
, !- Vertex 16 X-coordinate {m}
, !- Vertex 16 Y-coordinate {m}
, !- Vertex 16 Z-coordinate {m}
, !- Vertex 17 X-coordinate {m}
, !- Vertex 17 Y-coordinate {m}
, !- Vertex 17 Z-coordinate {m}
, !- Vertex 18 X-coordinate {m}
, !- Vertex 18 Y-coordinate {m}
, !- Vertex 18 Z-coordinate {m}
, !- Vertex 19 X-coordinate {m}
, !- Vertex 19 Y-coordinate {m}
, !- Vertex 19 Z-coordinate {m}
, !- Vertex 20 X-coordinate {m}
, !- Vertex 20 Y-coordinate {m}
; !- Vertex 20 Z-coordinate {m}
BuildingSurface:Detailed,
L1-102-ReceivingOffice_Srf_3, !- Name
Wall, !- Surface Type
Hole, !- Construction Name
L1-102-ReceivingOffice Thermal Zone, !- Zone Name
Surface, !- Outside Boundary Condition
L1-108-ProduceCooler_Srf_4, !- Outside Boundary Condition Object
NoSun, !- Sun Exposure
NoWind, !- Wind Exposure
, !- View Factor to Ground
4, !- Number of Vertices
44.444, !- Vertex 1 X-coordinate {m}
33.498, !- Vertex 1 Y-coordinate {m}
2.134, !- Vertex 1 Z-coordinate {m}
44.444, !- Vertex 2 X-coordinate {m}
33.498, !- Vertex 2 Y-coordinate {m}
0, !- Vertex 2 Z-coordinate {m}
42.093, !- Vertex 3 X-coordinate {m}
33.498, !- Vertex 3 Y-coordinate {m}
0, !- Vertex 3 Z-coordinate {m}
42.093, !- Vertex 4 X-coordinate {m}
33.498, !- Vertex 4 Y-coordinate {m}
2.134, !- Vertex 4 Z-coordinate {m}
, !- Vertex 5 X-coordinate {m}
, !- Vertex 5 Y-coordinate {m}
, !- Vertex 5 Z-coordinate {m}
, !- Vertex 6 X-coordinate {m}
, !- Vertex 6 Y-coordinate {m}
, !- Vertex 6 Z-coordinate {m}
, !- Vertex 7 X-coordinate {m}
, !- Vertex 7 Y-coordinate {m}
, !- Vertex 7 Z-coordinate {m}
, !- Vertex 8 X-coordinate {m}
, !- Vertex 8 Y-coordinate {m}
, !- Vertex 8 Z-coordinate {m}
, !- Vertex 9 X-coordinate {m}
, !- Vertex 9 Y-coordinate {m}
, !- Vertex 9 Z-coordinate {m}
, !- Vertex 10 X-coordinate {m}
, !- Vertex 10 Y-coordinate {m}
, !- Vertex 10 Z-coordinate {m}
, !- Vertex 11 X-coordinate {m}
, !- Vertex 11 Y-coordinate {m}
, !- Vertex 11 Z-coordinate {m}
, !- Vertex 12 X-coordinate {m}
, !- Vertex 12 Y-coordinate {m}
, !- Vertex 12 Z-coordinate {m}
, !- Vertex 13 X-coordinate {m}
, !- Vertex 13 Y-coordinate {m}
, !- Vertex 13 Z-coordinate {m}
, !- Vertex 14 X-coordinate {m}
, !- Vertex 14 Y-coordinate {m}
, !- Vertex 14 Z-coordinate {m}
, !- Vertex 15 X-coordinate {m}
, !- Vertex 15 Y-coordinate {m}
, !- Vertex 15 Z-coordinate {m}
, !- Vertex 16 X-coordinate {m}
, !- Vertex 16 Y-coordinate {m}
, !- Vertex 16 Z-coordinate {m}
, !- Vertex 17 X-coordinate {m}
, !- Vertex 17 Y-coordinate {m}
, !- Vertex 17 Z-coordinate {m}
, !- Vertex 18 X-coordinate {m}
, !- Vertex 18 Y-coordinate {m}
, !- Vertex 18 Z-coordinate {m}
, !- Vertex 19 X-coordinate {m}
, !- Vertex 19 Y-coordinate {m}
, !- Vertex 19 Z-coordinate {m}
, !- Vertex 20 X-coordinate {m}
, !- Vertex 20 Y-coordinate {m}
; !- Vertex 20 Z-coordinate {m}
BuildingSurface:Detailed,
L1-102-ReceivingOffice_Srf_4, !- Name
Wall, !- Surface Type
Hole, !- Construction Name
L1-102-ReceivingOffice Thermal Zone, !- Zone Name
Surface, !- Outside Boundary Condition
L1-106-Receiving_Srf_2, !- Outside Boundary Condition Object
NoSun, !- Sun Exposure
NoWind, !- Wind Exposure
, !- View Factor to Ground
4, !- Number of Vertices
42.093, !- Vertex 1 X-coordinate {m}
33.498, !- Vertex 1 Y-coordinate {m}
2.134, !- Vertex 1 Z-coordinate {m}
42.093, !- Vertex 2 X-coordinate {m}
33.498, !- Vertex 2 Y-coordinate {m}
0, !- Vertex 2 Z-coordinate {m}
42.093, !- Vertex 3 X-coordinate {m}
30.309, !- Vertex 3 Y-coordinate {m}
0, !- Vertex 3 Z-coordinate {m}
42.093, !- Vertex 4 X-coordinate {m}
30.309, !- Vertex 4 Y-coordinate {m}
2.134, !- Vertex 4 Z-coordinate {m}
, !- Vertex 5 X-coordinate {m}
, !- Vertex 5 Y-coordinate {m}
, !- Vertex 5 Z-coordinate {m}
, !- Vertex 6 X-coordinate {m}
, !- Vertex 6 Y-coordinate {m}
, !- Vertex 6 Z-coordinate {m}
, !- Vertex 7 X-coordinate {m}
, !- Vertex 7 Y-coordinate {m}
, !- Vertex 7 Z-coordinate {m}
, !- Vertex 8 X-coordinate {m}
, !- Vertex 8 Y-coordinate {m}
, !- Vertex 8 Z-coordinate {m}
, !- Vertex 9 X-coordinate {m}
, !- Vertex 9 Y-coordinate {m}
, !- Vertex 9 Z-coordinate {m}
, !- Vertex 10 X-coordinate {m}
, !- Vertex 10 Y-coordinate {m}
, !- Vertex 10 Z-coordinate {m}
, !- Vertex 11 X-coordinate {m}
, !- Vertex 11 Y-coordinate {m}
, !- Vertex 11 Z-coordinate {m}
, !- Vertex 12 X-coordinate {m}
, !- Vertex 12 Y-coordinate {m}
, !- Vertex 12 Z-coordinate {m}
, !- Vertex 13 X-coordinate {m}
, !- Vertex 13 Y-coordinate {m}
, !- Vertex 13 Z-coordinate {m}
, !- Vertex 14 X-coordinate {m}
, !- Vertex 14 Y-coordinate {m}
, !- Vertex 14 Z-coordinate {m}
, !- Vertex 15 X-coordinate {m}
, !- Vertex 15 Y-coordinate {m}
, !- Vertex 15 Z-coordinate {m}
, !- Vertex 16 X-coordinate {m}
, !- Vertex 16 Y-coordinate {m}
, !- Vertex 16 Z-coordinate {m}
, !- Vertex 17 X-coordinate {m}
, !- Vertex 17 Y-coordinate {m}
, !- Vertex 17 Z-coordinate {m}
, !- Vertex 18 X-coordinate {m}
, !- Vertex 18 Y-coordinate {m}
, !- Vertex 18 Z-coordinate {m}
, !- Vertex 19 X-coordinate {m}
, !- Vertex 19 Y-coordinate {m}
, !- Vertex 19 Z-coordinate {m}
, !- Vertex 20 X-coordinate {m}
, !- Vertex 20 Y-coordinate {m}
; !- Vertex 20 Z-coordinate {m}
BuildingSurface:Detailed,
L1-102-ReceivingOffice_Srf_5, !- Name
Wall, !- Surface Type
Hole, !- Construction Name
L1-102-ReceivingOffice Thermal Zone, !- Zone Name
Surface, !- Outside Boundary Condition
L1-106-Receiving_Srf_1, !- Outside Boundary Condition Object
NoSun, !- Sun Exposure
NoWind, !- Wind Exposure
, !- View Factor to Ground
4, !- Number of Vertices
42.093, !- Vertex 1 X-coordinate {m}
30.309, !- Vertex 1 Y-coordinate {m}
2.134, !- Vertex 1 Z-coordinate {m}
42.093, !- Vertex 2 X-coordinate {m}
30.309, !- Vertex 2 Y-coordinate {m}
0, !- Vertex 2 Z-coordinate {m}
43.149, !- Vertex 3 X-coordinate {m}
30.309, !- Vertex 3 Y-coordinate {m}
0, !- Vertex 3 Z-coordinate {m}
43.149, !- Vertex 4 X-coordinate {m}
30.309, !- Vertex 4 Y-coordinate {m}
2.134, !- Vertex 4 Z-coordinate {m}
, !- Vertex 5 X-coordinate {m}
, !- Vertex 5 Y-coordinate {m}
, !- Vertex 5 Z-coordinate {m}
, !- Vertex 6 X-coordinate {m}
, !- Vertex 6 Y-coordinate {m}
, !- Vertex 6 Z-coordinate {m}
, !- Vertex 7 X-coordinate {m}
, !- Vertex 7 Y-coordinate {m}
, !- Vertex 7 Z-coordinate {m}
, !- Vertex 8 X-coordinate {m}
, !- Vertex 8 Y-coordinate {m}
, !- Vertex 8 Z-coordinate {m}
, !- Vertex 9 X-coordinate {m}
, !- Vertex 9 Y-coordinate {m}
, !- Vertex 9 Z-coordinate {m}
, !- Vertex 10 X-coordinate {m}
, !- Vertex 10 Y-coordinate {m}
, !- Vertex 10 Z-coordinate {m}
, !- Vertex 11 X-coordinate {m}
, !- Vertex 11 Y-coordinate {m}
, !- Vertex 11 Z-coordinate {m}
, !- Vertex 12 X-coordinate {m}
, !- Vertex 12 Y-coordinate {m}
, !- Vertex 12 Z-coordinate {m}
, !- Vertex 13 X-coordinate {m}
, !- Vertex 13 Y-coordinate {m}
, !- Vertex 13 Z-coordinate {m}
, !- Vertex 14 X-coordinate {m}
, !- Vertex 14 Y-coordinate {m}
, !- Vertex 14 Z-coordinate {m}
, !- Vertex 15 X-coordinate {m}
, !- Vertex 15 Y-coordinate {m}
, !- Vertex 15 Z-coordinate {m}
, !- Vertex 16 X-coordinate {m}
, !- Vertex 16 Y-coordinate {m}
, !- Vertex 16 Z-coordinate {m}
, !- Vertex 17 X-coordinate {m}
, !- Vertex 17 Y-coordinate {m}
, !- Vertex 17 Z-coordinate {m}
, !- Vertex 18 X-coordinate {m}
, !- Vertex 18 Y-coordinate {m}
, !- Vertex 18 Z-coordinate {m}
, !- Vertex 19 X-coordinate {m}
, !- Vertex 19 Y-coordinate {m}
, !- Vertex 19 Z-coordinate {m}
, !- Vertex 20 X-coordinate {m}
, !- Vertex 20 Y-coordinate {m}
; !- Vertex 20 Z-coordinate {m}
BuildingSurface:Detailed,
L1-102-ReceivingOffice_Srf_6, !- Name
Roof, !- Surface Type
Roof_BOH, !- Construction Name
L1-102-ReceivingOffice Thermal Zone, !- Zone Name
Outdoors, !- Outside Boundary Condition
, !- Outside Boundary Condition Object
SunExposed, !- Sun Exposure
WindExposed, !- Wind Exposure
, !- View Factor to Ground
4, !- Number of Vertices
42.093, !- Vertex 1 X-coordinate {m}
33.498, !- Vertex 1 Y-coordinate {m}
2.134, !- Vertex 1 Z-coordinate {m}
42.093, !- Vertex 2 X-coordinate {m}
30.309, !- Vertex 2 Y-coordinate {m}
2.134, !- Vertex 2 Z-coordinate {m}
44.444, !- Vertex 3 X-coordinate {m}
30.309, !- Vertex 3 Y-coordinate {m}
2.134, !- Vertex 3 Z-coordinate {m}
44.444, !- Vertex 4 X-coordinate {m}
33.498, !- Vertex 4 Y-coordinate {m}
2.134, !- Vertex 4 Z-coordinate {m}
, !- Vertex 5 X-coordinate {m}
, !- Vertex 5 Y-coordinate {m}
, !- Vertex 5 Z-coordinate {m}
, !- Vertex 6 X-coordinate {m}
, !- Vertex 6 Y-coordinate {m}
, !- Vertex 6 Z-coordinate {m}
, !- Vertex 7 X-coordinate {m}
, !- Vertex 7 Y-coordinate {m}
, !- Vertex 7 Z-coordinate {m}
, !- Vertex 8 X-coordinate {m}
, !- Vertex 8 Y-coordinate {m}
, !- Vertex 8 Z-coordinate {m}
, !- Vertex 9 X-coordinate {m}
, !- Vertex 9 Y-coordinate {m}
, !- Vertex 9 Z-coordinate {m}
, !- Vertex 10 X-coordinate {m}
, !- Vertex 10 Y-coordinate {m}
, !- Vertex 10 Z-coordinate {m}
, !- Vertex 11 X-coordinate {m}
, !- Vertex 11 Y-coordinate {m}
, !- Vertex 11 Z-coordinate {m}
, !- Vertex 12 X-coordinate {m}
, !- Vertex 12 Y-coordinate {m}
, !- Vertex 12 Z-coordinate {m}
, !- Vertex 13 X-coordinate {m}
, !- Vertex 13 Y-coordinate {m}
, !- Vertex 13 Z-coordinate {m}
, !- Vertex 14 X-coordinate {m}
, !- Vertex 14 Y-coordinate {m}
, !- Vertex 14 Z-coordinate {m}
, !- Vertex 15 X-coordinate {m}
, !- Vertex 15 Y-coordinate {m}
, !- Vertex 15 Z-coordinate {m}
, !- Vertex 16 X-coordinate {m}
, !- Vertex 16 Y-coordinate {m}
, !- Vertex 16 Z-coordinate {m}
, !- Vertex 17 X-coordinate {m}
, !- Vertex 17 Y-coordinate {m}
, !- Vertex 17 Z-coordinate {m}
, !- Vertex 18 X-coordinate {m}
, !- Vertex 18 Y-coordinate {m}
, !- Vertex 18 Z-coordinate {m}
, !- Vertex 19 X-coordinate {m}
, !- Vertex 19 Y-coordinate {m}
, !- Vertex 19 Z-coordinate {m}
, !- Vertex 20 X-coordinate {m}
, !- Vertex 20 Y-coordinate {m}
; !- Vertex 20 Z-coordinate {m}
BuildingSurface:Detailed,
L1-102-SelfCheckout_Srf_0, !- Name
Floor, !- Surface Type
Hole, !- Construction Name
L1-102-SelfCheckout Thermal Zone, !- Zone Name
ground, !- Outside Boundary Condition
, !- Outside Boundary Condition Object
NoSun, !- Sun Exposure
NoWind, !- Wind Exposure
, !- View Factor to Ground
4, !- Number of Vertices
70.439, !- Vertex 1 X-coordinate {m}
31.364, !- Vertex 1 Y-coordinate {m}
0, !- Vertex 1 Z-coordinate {m}
70.439, !- Vertex 2 X-coordinate {m}
26.949, !- Vertex 2 Y-coordinate {m}
0, !- Vertex 2 Z-coordinate {m}
66.446, !- Vertex 3 X-coordinate {m}
26.949, !- Vertex 3 Y-coordinate {m}
0, !- Vertex 3 Z-coordinate {m}
66.446, !- Vertex 4 X-coordinate {m}
31.364, !- Vertex 4 Y-coordinate {m}
0, !- Vertex 4 Z-coordinate {m}
, !- Vertex 5 X-coordinate {m}
, !- Vertex 5 Y-coordinate {m}
, !- Vertex 5 Z-coordinate {m}
, !- Vertex 6 X-coordinate {m}
, !- Vertex 6 Y-coordinate {m}
, !- Vertex 6 Z-coordinate {m}
, !- Vertex 7 X-coordinate {m}
, !- Vertex 7 Y-coordinate {m}
, !- Vertex 7 Z-coordinate {m}
, !- Vertex 8 X-coordinate {m}
, !- Vertex 8 Y-coordinate {m}
, !- Vertex 8 Z-coordinate {m}
, !- Vertex 9 X-coordinate {m}
, !- Vertex 9 Y-coordinate {m}
, !- Vertex 9 Z-coordinate {m}
, !- Vertex 10 X-coordinate {m}
, !- Vertex 10 Y-coordinate {m}
, !- Vertex 10 Z-coordinate {m}
, !- Vertex 11 X-coordinate {m}
, !- Vertex 11 Y-coordinate {m}
, !- Vertex 11 Z-coordinate {m}
, !- Vertex 12 X-coordinate {m}
, !- Vertex 12 Y-coordinate {m}
, !- Vertex 12 Z-coordinate {m}
, !- Vertex 13 X-coordinate {m}
, !- Vertex 13 Y-coordinate {m}
, !- Vertex 13 Z-coordinate {m}
, !- Vertex 14 X-coordinate {m}
, !- Vertex 14 Y-coordinate {m}
, !- Vertex 14 Z-coordinate {m}
, !- Vertex 15 X-coordinate {m}
, !- Vertex 15 Y-coordinate {m}
, !- Vertex 15 Z-coordinate {m}
, !- Vertex 16 X-coordinate {m}
, !- Vertex 16 Y-coordinate {m}
, !- Vertex 16 Z-coordinate {m}
, !- Vertex 17 X-coordinate {m}
, !- Vertex 17 Y-coordinate {m}
, !- Vertex 17 Z-coordinate {m}
, !- Vertex 18 X-coordinate {m}
, !- Vertex 18 Y-coordinate {m}
, !- Vertex 18 Z-coordinate {m}
, !- Vertex 19 X-coordinate {m}
, !- Vertex 19 Y-coordinate {m}
, !- Vertex 19 Z-coordinate {m}
, !- Vertex 20 X-coordinate {m}
, !- Vertex 20 Y-coordinate {m}
; !- Vertex 20 Z-coordinate {m}
BuildingSurface:Detailed,
L1-102-SelfCheckout_Srf_1, !- Name
Wall, !- Surface Type
Hole, !- Construction Name
L1-102-SelfCheckout Thermal Zone, !- Zone Name
Surface, !- Outside Boundary Condition
L1-102-Exit_Srf_1, !- Outside Boundary Condition Object
NoSun, !- Sun Exposure
NoWind, !- Wind Exposure
, !- View Factor to Ground
4, !- Number of Vertices
69.19, !- Vertex 1 X-coordinate {m}
26.949, !- Vertex 1 Y-coordinate {m}
2.134, !- Vertex 1 Z-coordinate {m}
69.19, !- Vertex 2 X-coordinate {m}
26.949, !- Vertex 2 Y-coordinate {m}
0, !- Vertex 2 Z-coordinate {m}
70.439, !- Vertex 3 X-coordinate {m}
26.949, !- Vertex 3 Y-coordinate {m}
0, !- Vertex 3 Z-coordinate {m}
70.439, !- Vertex 4 X-coordinate {m}
26.949, !- Vertex 4 Y-coordinate {m}
2.134, !- Vertex 4 Z-coordinate {m}
, !- Vertex 5 X-coordinate {m}
, !- Vertex 5 Y-coordinate {m}
, !- Vertex 5 Z-coordinate {m}
, !- Vertex 6 X-coordinate {m}
, !- Vertex 6 Y-coordinate {m}
, !- Vertex 6 Z-coordinate {m}
, !- Vertex 7 X-coordinate {m}
, !- Vertex 7 Y-coordinate {m}
, !- Vertex 7 Z-coordinate {m}
, !- Vertex 8 X-coordinate {m}
, !- Vertex 8 Y-coordinate {m}
, !- Vertex 8 Z-coordinate {m}
, !- Vertex 9 X-coordinate {m}
, !- Vertex 9 Y-coordinate {m}
, !- Vertex 9 Z-coordinate {m}
, !- Vertex 10 X-coordinate {m}
, !- Vertex 10 Y-coordinate {m}
, !- Vertex 10 Z-coordinate {m}
, !- Vertex 11 X-coordinate {m}
, !- Vertex 11 Y-coordinate {m}
, !- Vertex 11 Z-coordinate {m}
, !- Vertex 12 X-coordinate {m}
, !- Vertex 12 Y-coordinate {m}
, !- Vertex 12 Z-coordinate {m}
, !- Vertex 13 X-coordinate {m}
, !- Vertex 13 Y-coordinate {m}
, !- Vertex 13 Z-coordinate {m}
, !- Vertex 14 X-coordinate {m}
, !- Vertex 14 Y-coordinate {m}
, !- Vertex 14 Z-coordinate {m}
, !- Vertex 15 X-coordinate {m}
, !- Vertex 15 Y-coordinate {m}
, !- Vertex 15 Z-coordinate {m}
, !- Vertex 16 X-coordinate {m}
, !- Vertex 16 Y-coordinate {m}
, !- Vertex 16 Z-coordinate {m}
, !- Vertex 17 X-coordinate {m}
, !- Vertex 17 Y-coordinate {m}
, !- Vertex 17 Z-coordinate {m}
, !- Vertex 18 X-coordinate {m}
, !- Vertex 18 Y-coordinate {m}
, !- Vertex 18 Z-coordinate {m}
, !- Vertex 19 X-coordinate {m}
, !- Vertex 19 Y-coordinate {m}
, !- Vertex 19 Z-coordinate {m}
, !- Vertex 20 X-coordinate {m}
, !- Vertex 20 Y-coordinate {m}
; !- Vertex 20 Z-coordinate {m}
BuildingSurface:Detailed,
L1-102-SelfCheckout_Srf_2, !- Name
Wall, !- Surface Type
Hole, !- Construction Name
L1-102-SelfCheckout Thermal Zone, !- Zone Name
Surface, !- Outside Boundary Condition
L1-101-SalesCirculation10_Srf_2, !- Outside Boundary Condition Object
NoSun, !- Sun Exposure
NoWind, !- Wind Exposure
, !- View Factor to Ground
4, !- Number of Vertices
70.439, !- Vertex 1 X-coordinate {m}
26.949, !- Vertex 1 Y-coordinate {m}
2.134, !- Vertex 1 Z-coordinate {m}
70.439, !- Vertex 2 X-coordinate {m}
26.949, !- Vertex 2 Y-coordinate {m}
0, !- Vertex 2 Z-coordinate {m}
70.439, !- Vertex 3 X-coordinate {m}
31.364, !- Vertex 3 Y-coordinate {m}
0, !- Vertex 3 Z-coordinate {m}
70.439, !- Vertex 4 X-coordinate {m}
31.364, !- Vertex 4 Y-coordinate {m}
2.134, !- Vertex 4 Z-coordinate {m}
, !- Vertex 5 X-coordinate {m}
, !- Vertex 5 Y-coordinate {m}
, !- Vertex 5 Z-coordinate {m}
, !- Vertex 6 X-coordinate {m}
, !- Vertex 6 Y-coordinate {m}
, !- Vertex 6 Z-coordinate {m}
, !- Vertex 7 X-coordinate {m}
, !- Vertex 7 Y-coordinate {m}
, !- Vertex 7 Z-coordinate {m}
, !- Vertex 8 X-coordinate {m}
, !- Vertex 8 Y-coordinate {m}
, !- Vertex 8 Z-coordinate {m}
, !- Vertex 9 X-coordinate {m}
, !- Vertex 9 Y-coordinate {m}
, !- Vertex 9 Z-coordinate {m}
, !- Vertex 10 X-coordinate {m}
, !- Vertex 10 Y-coordinate {m}
, !- Vertex 10 Z-coordinate {m}
, !- Vertex 11 X-coordinate {m}
, !- Vertex 11 Y-coordinate {m}
, !- Vertex 11 Z-coordinate {m}
, !- Vertex 12 X-coordinate {m}
, !- Vertex 12 Y-coordinate {m}
, !- Vertex 12 Z-coordinate {m}
, !- Vertex 13 X-coordinate {m}
, !- Vertex 13 Y-coordinate {m}
, !- Vertex 13 Z-coordinate {m}
, !- Vertex 14 X-coordinate {m}
, !- Vertex 14 Y-coordinate {m}
, !- Vertex 14 Z-coordinate {m}
, !- Vertex 15 X-coordinate {m}
, !- Vertex 15 Y-coordinate {m}
, !- Vertex 15 Z-coordinate {m}
, !- Vertex 16 X-coordinate {m}
, !- Vertex 16 Y-coordinate {m}
, !- Vertex 16 Z-coordinate {m}
, !- Vertex 17 X-coordinate {m}
, !- Vertex 17 Y-coordinate {m}
, !- Vertex 17 Z-coordinate {m}
, !- Vertex 18 X-coordinate {m}
, !- Vertex 18 Y-coordinate {m}
, !- Vertex 18 Z-coordinate {m}
, !- Vertex 19 X-coordinate {m}
, !- Vertex 19 Y-coordinate {m}
, !- Vertex 19 Z-coordinate {m}
, !- Vertex 20 X-coordinate {m}
, !- Vertex 20 Y-coordinate {m}
; !- Vertex 20 Z-coordinate {m}
BuildingSurface:Detailed,
L1-102-SelfCheckout_Srf_3, !- Name
Wall, !- Surface Type
Hole, !- Construction Name
L1-102-SelfCheckout Thermal Zone, !- Zone Name
Surface, !- Outside Boundary Condition
L1-101-SalesCirculation9_Srf_4, !- Outside Boundary Condition Object
NoSun, !- Sun Exposure
NoWind, !- Wind Exposure
, !- View Factor to Ground
4, !- Number of Vertices
70.439, !- Vertex 1 X-coordinate {m}
31.364, !- Vertex 1 Y-coordinate {m}
2.134, !- Vertex 1 Z-coordinate {m}
70.439, !- Vertex 2 X-coordinate {m}
31.364, !- Vertex 2 Y-coordinate {m}
0, !- Vertex 2 Z-coordinate {m}
69.129, !- Vertex 3 X-coordinate {m}
31.364, !- Vertex 3 Y-coordinate {m}
0, !- Vertex 3 Z-coordinate {m}
69.129, !- Vertex 4 X-coordinate {m}
31.364, !- Vertex 4 Y-coordinate {m}
2.134, !- Vertex 4 Z-coordinate {m}
, !- Vertex 5 X-coordinate {m}
, !- Vertex 5 Y-coordinate {m}
, !- Vertex 5 Z-coordinate {m}
, !- Vertex 6 X-coordinate {m}
, !- Vertex 6 Y-coordinate {m}
, !- Vertex 6 Z-coordinate {m}
, !- Vertex 7 X-coordinate {m}
, !- Vertex 7 Y-coordinate {m}
, !- Vertex 7 Z-coordinate {m}
, !- Vertex 8 X-coordinate {m}
, !- Vertex 8 Y-coordinate {m}
, !- Vertex 8 Z-coordinate {m}
, !- Vertex 9 X-coordinate {m}
, !- Vertex 9 Y-coordinate {m}
, !- Vertex 9 Z-coordinate {m}
, !- Vertex 10 X-coordinate {m}
, !- Vertex 10 Y-coordinate {m}
, !- Vertex 10 Z-coordinate {m}
, !- Vertex 11 X-coordinate {m}
, !- Vertex 11 Y-coordinate {m}
, !- Vertex 11 Z-coordinate {m}
, !- Vertex 12 X-coordinate {m}
, !- Vertex 12 Y-coordinate {m}
, !- Vertex 12 Z-coordinate {m}
, !- Vertex 13 X-coordinate {m}
, !- Vertex 13 Y-coordinate {m}
, !- Vertex 13 Z-coordinate {m}
, !- Vertex 14 X-coordinate {m}
, !- Vertex 14 Y-coordinate {m}
, !- Vertex 14 Z-coordinate {m}
, !- Vertex 15 X-coordinate {m}
, !- Vertex 15 Y-coordinate {m}
, !- Vertex 15 Z-coordinate {m}
, !- Vertex 16 X-coordinate {m}
, !- Vertex 16 Y-coordinate {m}
, !- Vertex 16 Z-coordinate {m}
, !- Vertex 17 X-coordinate {m}
, !- Vertex 17 Y-coordinate {m}
, !- Vertex 17 Z-coordinate {m}
, !- Vertex 18 X-coordinate {m}
, !- Vertex 18 Y-coordinate {m}
, !- Vertex 18 Z-coordinate {m}
, !- Vertex 19 X-coordinate {m}
, !- Vertex 19 Y-coordinate {m}
, !- Vertex 19 Z-coordinate {m}
, !- Vertex 20 X-coordinate {m}
, !- Vertex 20 Y-coordinate {m}
; !- Vertex 20 Z-coordinate {m}
BuildingSurface:Detailed,
L1-102-SelfCheckout_Srf_4, !- Name
Wall, !- Surface Type
Hole, !- Construction Name
L1-102-SelfCheckout Thermal Zone, !- Zone Name
Surface, !- Outside Boundary Condition
L1-101-SalesCirculation7_Srf_8, !- Outside Boundary Condition Object
NoSun, !- Sun Exposure
NoWind, !- Wind Exposure
, !- View Factor to Ground
4, !- Number of Vertices
69.129, !- Vertex 1 X-coordinate {m}
31.364, !- Vertex 1 Y-coordinate {m}
2.134, !- Vertex 1 Z-coordinate {m}
69.129, !- Vertex 2 X-coordinate {m}
31.364, !- Vertex 2 Y-coordinate {m}
0, !- Vertex 2 Z-coordinate {m}
66.446, !- Vertex 3 X-coordinate {m}
31.364, !- Vertex 3 Y-coordinate {m}
0, !- Vertex 3 Z-coordinate {m}
66.446, !- Vertex 4 X-coordinate {m}
31.364, !- Vertex 4 Y-coordinate {m}
2.134, !- Vertex 4 Z-coordinate {m}
, !- Vertex 5 X-coordinate {m}
, !- Vertex 5 Y-coordinate {m}
, !- Vertex 5 Z-coordinate {m}
, !- Vertex 6 X-coordinate {m}
, !- Vertex 6 Y-coordinate {m}
, !- Vertex 6 Z-coordinate {m}
, !- Vertex 7 X-coordinate {m}
, !- Vertex 7 Y-coordinate {m}
, !- Vertex 7 Z-coordinate {m}
, !- Vertex 8 X-coordinate {m}
, !- Vertex 8 Y-coordinate {m}
, !- Vertex 8 Z-coordinate {m}
, !- Vertex 9 X-coordinate {m}
, !- Vertex 9 Y-coordinate {m}
, !- Vertex 9 Z-coordinate {m}
, !- Vertex 10 X-coordinate {m}
, !- Vertex 10 Y-coordinate {m}
, !- Vertex 10 Z-coordinate {m}
, !- Vertex 11 X-coordinate {m}
, !- Vertex 11 Y-coordinate {m}
, !- Vertex 11 Z-coordinate {m}
, !- Vertex 12 X-coordinate {m}
, !- Vertex 12 Y-coordinate {m}
, !- Vertex 12 Z-coordinate {m}
, !- Vertex 13 X-coordinate {m}
, !- Vertex 13 Y-coordinate {m}
, !- Vertex 13 Z-coordinate {m}
, !- Vertex 14 X-coordinate {m}
, !- Vertex 14 Y-coordinate {m}
, !- Vertex 14 Z-coordinate {m}
, !- Vertex 15 X-coordinate {m}
, !- Vertex 15 Y-coordinate {m}
, !- Vertex 15 Z-coordinate {m}
, !- Vertex 16 X-coordinate {m}
, !- Vertex 16 Y-coordinate {m}
, !- Vertex 16 Z-coordinate {m}
, !- Vertex 17 X-coordinate {m}
, !- Vertex 17 Y-coordinate {m}
, !- Vertex 17 Z-coordinate {m}
, !- Vertex 18 X-coordinate {m}
, !- Vertex 18 Y-coordinate {m}
, !- Vertex 18 Z-coordinate {m}
, !- Vertex 19 X-coordinate {m}
, !- Vertex 19 Y-coordinate {m}
, !- Vertex 19 Z-coordinate {m}
, !- Vertex 20 X-coordinate {m}
, !- Vertex 20 Y-coordinate {m}
; !- Vertex 20 Z-coordinate {m}
BuildingSurface:Detailed,
L1-102-SelfCheckout_Srf_5, !- Name
Wall, !- Surface Type
Hole, !- Construction Name
L1-102-SelfCheckout Thermal Zone, !- Zone Name
Surface, !- Outside Boundary Condition
L1-102-Checkout4_Srf_4, !- Outside Boundary Condition Object
NoSun, !- Sun Exposure
NoWind, !- Wind Exposure
, !- View Factor to Ground
4, !- Number of Vertices
66.446, !- Vertex 1 X-coordinate {m}
31.364, !- Vertex 1 Y-coordinate {m}
2.134, !- Vertex 1 Z-coordinate {m}
66.446, !- Vertex 2 X-coordinate {m}
31.364, !- Vertex 2 Y-coordinate {m}
0, !- Vertex 2 Z-coordinate {m}
66.446, !- Vertex 3 X-coordinate {m}
27.645, !- Vertex 3 Y-coordinate {m}
0, !- Vertex 3 Z-coordinate {m}
66.446, !- Vertex 4 X-coordinate {m}
27.645, !- Vertex 4 Y-coordinate {m}
2.134, !- Vertex 4 Z-coordinate {m}
, !- Vertex 5 X-coordinate {m}
, !- Vertex 5 Y-coordinate {m}
, !- Vertex 5 Z-coordinate {m}
, !- Vertex 6 X-coordinate {m}
, !- Vertex 6 Y-coordinate {m}
, !- Vertex 6 Z-coordinate {m}
, !- Vertex 7 X-coordinate {m}
, !- Vertex 7 Y-coordinate {m}
, !- Vertex 7 Z-coordinate {m}
, !- Vertex 8 X-coordinate {m}
, !- Vertex 8 Y-coordinate {m}
, !- Vertex 8 Z-coordinate {m}
, !- Vertex 9 X-coordinate {m}
, !- Vertex 9 Y-coordinate {m}
, !- Vertex 9 Z-coordinate {m}
, !- Vertex 10 X-coordinate {m}
, !- Vertex 10 Y-coordinate {m}
, !- Vertex 10 Z-coordinate {m}
, !- Vertex 11 X-coordinate {m}
, !- Vertex 11 Y-coordinate {m}
, !- Vertex 11 Z-coordinate {m}
, !- Vertex 12 X-coordinate {m}
, !- Vertex 12 Y-coordinate {m}
, !- Vertex 12 Z-coordinate {m}
, !- Vertex 13 X-coordinate {m}
, !- Vertex 13 Y-coordinate {m}
, !- Vertex 13 Z-coordinate {m}
, !- Vertex 14 X-coordinate {m}
, !- Vertex 14 Y-coordinate {m}
, !- Vertex 14 Z-coordinate {m}
, !- Vertex 15 X-coordinate {m}
, !- Vertex 15 Y-coordinate {m}
, !- Vertex 15 Z-coordinate {m}
, !- Vertex 16 X-coordinate {m}
, !- Vertex 16 Y-coordinate {m}
, !- Vertex 16 Z-coordinate {m}
, !- Vertex 17 X-coordinate {m}
, !- Vertex 17 Y-coordinate {m}
, !- Vertex 17 Z-coordinate {m}
, !- Vertex 18 X-coordinate {m}
, !- Vertex 18 Y-coordinate {m}
, !- Vertex 18 Z-coordinate {m}
, !- Vertex 19 X-coordinate {m}
, !- Vertex 19 Y-coordinate {m}
, !- Vertex 19 Z-coordinate {m}
, !- Vertex 20 X-coordinate {m}
, !- Vertex 20 Y-coordinate {m}
; !- Vertex 20 Z-coordinate {m}
BuildingSurface:Detailed,
L1-102-SelfCheckout_Srf_6, !- Name
Wall, !- Surface Type
Hole, !- Construction Name
L1-102-SelfCheckout Thermal Zone, !- Zone Name
Surface, !- Outside Boundary Condition
L1-102-CheckoutBagging_Srf_7, !- Outside Boundary Condition Object
NoSun, !- Sun Exposure
NoWind, !- Wind Exposure
, !- View Factor to Ground
4, !- Number of Vertices
66.446, !- Vertex 1 X-coordinate {m}
27.645, !- Vertex 1 Y-coordinate {m}
2.134, !- Vertex 1 Z-coordinate {m}
66.446, !- Vertex 2 X-coordinate {m}
27.645, !- Vertex 2 Y-coordinate {m}
0, !- Vertex 2 Z-coordinate {m}
66.446, !- Vertex 3 X-coordinate {m}
26.949, !- Vertex 3 Y-coordinate {m}
0, !- Vertex 3 Z-coordinate {m}
66.446, !- Vertex 4 X-coordinate {m}
26.949, !- Vertex 4 Y-coordinate {m}
2.134, !- Vertex 4 Z-coordinate {m}
, !- Vertex 5 X-coordinate {m}
, !- Vertex 5 Y-coordinate {m}
, !- Vertex 5 Z-coordinate {m}
, !- Vertex 6 X-coordinate {m}
, !- Vertex 6 Y-coordinate {m}
, !- Vertex 6 Z-coordinate {m}
, !- Vertex 7 X-coordinate {m}
, !- Vertex 7 Y-coordinate {m}
, !- Vertex 7 Z-coordinate {m}
, !- Vertex 8 X-coordinate {m}
, !- Vertex 8 Y-coordinate {m}
, !- Vertex 8 Z-coordinate {m}
, !- Vertex 9 X-coordinate {m}
, !- Vertex 9 Y-coordinate {m}
, !- Vertex 9 Z-coordinate {m}
, !- Vertex 10 X-coordinate {m}
, !- Vertex 10 Y-coordinate {m}
, !- Vertex 10 Z-coordinate {m}
, !- Vertex 11 X-coordinate {m}
, !- Vertex 11 Y-coordinate {m}
, !- Vertex 11 Z-coordinate {m}
, !- Vertex 12 X-coordinate {m}
, !- Vertex 12 Y-coordinate {m}
, !- Vertex 12 Z-coordinate {m}
, !- Vertex 13 X-coordinate {m}
, !- Vertex 13 Y-coordinate {m}
, !- Vertex 13 Z-coordinate {m}
, !- Vertex 14 X-coordinate {m}
, !- Vertex 14 Y-coordinate {m}
, !- Vertex 14 Z-coordinate {m}
, !- Vertex 15 X-coordinate {m}
, !- Vertex 15 Y-coordinate {m}
, !- Vertex 15 Z-coordinate {m}
, !- Vertex 16 X-coordinate {m}
, !- Vertex 16 Y-coordinate {m}
, !- Vertex 16 Z-coordinate {m}
, !- Vertex 17 X-coordinate {m}
, !- Vertex 17 Y-coordinate {m}
, !- Vertex 17 Z-coordinate {m}
, !- Vertex 18 X-coordinate {m}
, !- Vertex 18 Y-coordinate {m}
, !- Vertex 18 Z-coordinate {m}
, !- Vertex 19 X-coordinate {m}
, !- Vertex 19 Y-coordinate {m}
, !- Vertex 19 Z-coordinate {m}
, !- Vertex 20 X-coordinate {m}
, !- Vertex 20 Y-coordinate {m}
; !- Vertex 20 Z-coordinate {m}
BuildingSurface:Detailed,
L1-102-SelfCheckout_Srf_7, !- Name
Wall, !- Surface Type
Hole, !- Construction Name
L1-102-SelfCheckout Thermal Zone, !- Zone Name
Surface, !- Outside Boundary Condition
L1-102-CheckoutBagging_Srf_6, !- Outside Boundary Condition Object
NoSun, !- Sun Exposure
NoWind, !- Wind Exposure
, !- View Factor to Ground
4, !- Number of Vertices
66.446, !- Vertex 1 X-coordinate {m}
26.949, !- Vertex 1 Y-coordinate {m}
2.134, !- Vertex 1 Z-coordinate {m}
66.446, !- Vertex 2 X-coordinate {m}
26.949, !- Vertex 2 Y-coordinate {m}
0, !- Vertex 2 Z-coordinate {m}
69.19, !- Vertex 3 X-coordinate {m}
26.949, !- Vertex 3 Y-coordinate {m}
0, !- Vertex 3 Z-coordinate {m}
69.19, !- Vertex 4 X-coordinate {m}
26.949, !- Vertex 4 Y-coordinate {m}
2.134, !- Vertex 4 Z-coordinate {m}
, !- Vertex 5 X-coordinate {m}
, !- Vertex 5 Y-coordinate {m}
, !- Vertex 5 Z-coordinate {m}
, !- Vertex 6 X-coordinate {m}
, !- Vertex 6 Y-coordinate {m}
, !- Vertex 6 Z-coordinate {m}
, !- Vertex 7 X-coordinate {m}
, !- Vertex 7 Y-coordinate {m}
, !- Vertex 7 Z-coordinate {m}
, !- Vertex 8 X-coordinate {m}
, !- Vertex 8 Y-coordinate {m}
, !- Vertex 8 Z-coordinate {m}
, !- Vertex 9 X-coordinate {m}
, !- Vertex 9 Y-coordinate {m}
, !- Vertex 9 Z-coordinate {m}
, !- Vertex 10 X-coordinate {m}
, !- Vertex 10 Y-coordinate {m}
, !- Vertex 10 Z-coordinate {m}
, !- Vertex 11 X-coordinate {m}
, !- Vertex 11 Y-coordinate {m}
, !- Vertex 11 Z-coordinate {m}
, !- Vertex 12 X-coordinate {m}
, !- Vertex 12 Y-coordinate {m}
, !- Vertex 12 Z-coordinate {m}
, !- Vertex 13 X-coordinate {m}
, !- Vertex 13 Y-coordinate {m}
, !- Vertex 13 Z-coordinate {m}
, !- Vertex 14 X-coordinate {m}
, !- Vertex 14 Y-coordinate {m}
, !- Vertex 14 Z-coordinate {m}
, !- Vertex 15 X-coordinate {m}
, !- Vertex 15 Y-coordinate {m}
, !- Vertex 15 Z-coordinate {m}
, !- Vertex 16 X-coordinate {m}
, !- Vertex 16 Y-coordinate {m}
, !- Vertex 16 Z-coordinate {m}
, !- Vertex 17 X-coordinate {m}
, !- Vertex 17 Y-coordinate {m}
, !- Vertex 17 Z-coordinate {m}
, !- Vertex 18 X-coordinate {m}
, !- Vertex 18 Y-coordinate {m}
, !- Vertex 18 Z-coordinate {m}
, !- Vertex 19 X-coordinate {m}
, !- Vertex 19 Y-coordinate {m}
, !- Vertex 19 Z-coordinate {m}
, !- Vertex 20 X-coordinate {m}
, !- Vertex 20 Y-coordinate {m}
; !- Vertex 20 Z-coordinate {m}
BuildingSurface:Detailed,
L1-102-SelfCheckout_Srf_8, !- Name
Roof, !- Surface Type
Roof_BOH, !- Construction Name
L1-102-SelfCheckout Thermal Zone, !- Zone Name
Outdoors, !- Outside Boundary Condition
, !- Outside Boundary Condition Object
SunExposed, !- Sun Exposure
WindExposed, !- Wind Exposure
, !- View Factor to Ground
4, !- Number of Vertices
66.446, !- Vertex 1 X-coordinate {m}
31.364, !- Vertex 1 Y-coordinate {m}
2.134, !- Vertex 1 Z-coordinate {m}
66.446, !- Vertex 2 X-coordinate {m}
26.949, !- Vertex 2 Y-coordinate {m}
2.134, !- Vertex 2 Z-coordinate {m}
70.439, !- Vertex 3 X-coordinate {m}
26.949, !- Vertex 3 Y-coordinate {m}
2.134, !- Vertex 3 Z-coordinate {m}
70.439, !- Vertex 4 X-coordinate {m}
31.364, !- Vertex 4 Y-coordinate {m}
2.134, !- Vertex 4 Z-coordinate {m}
, !- Vertex 5 X-coordinate {m}
, !- Vertex 5 Y-coordinate {m}
, !- Vertex 5 Z-coordinate {m}
, !- Vertex 6 X-coordinate {m}
, !- Vertex 6 Y-coordinate {m}
, !- Vertex 6 Z-coordinate {m}
, !- Vertex 7 X-coordinate {m}
, !- Vertex 7 Y-coordinate {m}
, !- Vertex 7 Z-coordinate {m}
, !- Vertex 8 X-coordinate {m}
, !- Vertex 8 Y-coordinate {m}
, !- Vertex 8 Z-coordinate {m}
, !- Vertex 9 X-coordinate {m}
, !- Vertex 9 Y-coordinate {m}
, !- Vertex 9 Z-coordinate {m}
, !- Vertex 10 X-coordinate {m}
, !- Vertex 10 Y-coordinate {m}
, !- Vertex 10 Z-coordinate {m}
, !- Vertex 11 X-coordinate {m}
, !- Vertex 11 Y-coordinate {m}
, !- Vertex 11 Z-coordinate {m}
, !- Vertex 12 X-coordinate {m}
, !- Vertex 12 Y-coordinate {m}
, !- Vertex 12 Z-coordinate {m}
, !- Vertex 13 X-coordinate {m}
, !- Vertex 13 Y-coordinate {m}
, !- Vertex 13 Z-coordinate {m}
, !- Vertex 14 X-coordinate {m}
, !- Vertex 14 Y-coordinate {m}
, !- Vertex 14 Z-coordinate {m}
, !- Vertex 15 X-coordinate {m}
, !- Vertex 15 Y-coordinate {m}
, !- Vertex 15 Z-coordinate {m}
, !- Vertex 16 X-coordinate {m}
, !- Vertex 16 Y-coordinate {m}
, !- Vertex 16 Z-coordinate {m}
, !- Vertex 17 X-coordinate {m}
, !- Vertex 17 Y-coordinate {m}
, !- Vertex 17 Z-coordinate {m}
, !- Vertex 18 X-coordinate {m}
, !- Vertex 18 Y-coordinate {m}
, !- Vertex 18 Z-coordinate {m}
, !- Vertex 19 X-coordinate {m}
, !- Vertex 19 Y-coordinate {m}
, !- Vertex 19 Z-coordinate {m}
, !- Vertex 20 X-coordinate {m}
, !- Vertex 20 Y-coordinate {m}
; !- Vertex 20 Z-coordinate {m}
BuildingSurface:Detailed,
L1-103-Floral_Srf_0, !- Name
Floor, !- Surface Type
Hole, !- Construction Name
L1-103-Floral Thermal Zone, !- Zone Name
ground, !- Outside Boundary Condition
, !- Outside Boundary Condition Object
NoSun, !- Sun Exposure
NoWind, !- Wind Exposure
, !- View Factor to Ground
4, !- Number of Vertices
57.882, !- Vertex 1 X-coordinate {m}
31.364, !- Vertex 1 Y-coordinate {m}
0, !- Vertex 1 Z-coordinate {m}
57.882, !- Vertex 2 X-coordinate {m}
27.645, !- Vertex 2 Y-coordinate {m}
0, !- Vertex 2 Z-coordinate {m}
55.809, !- Vertex 3 X-coordinate {m}
27.645, !- Vertex 3 Y-coordinate {m}
0, !- Vertex 3 Z-coordinate {m}
55.809, !- Vertex 4 X-coordinate {m}
31.364, !- Vertex 4 Y-coordinate {m}
0, !- Vertex 4 Z-coordinate {m}
, !- Vertex 5 X-coordinate {m}
, !- Vertex 5 Y-coordinate {m}
, !- Vertex 5 Z-coordinate {m}
, !- Vertex 6 X-coordinate {m}
, !- Vertex 6 Y-coordinate {m}
, !- Vertex 6 Z-coordinate {m}
, !- Vertex 7 X-coordinate {m}
, !- Vertex 7 Y-coordinate {m}
, !- Vertex 7 Z-coordinate {m}
, !- Vertex 8 X-coordinate {m}
, !- Vertex 8 Y-coordinate {m}
, !- Vertex 8 Z-coordinate {m}
, !- Vertex 9 X-coordinate {m}
, !- Vertex 9 Y-coordinate {m}
, !- Vertex 9 Z-coordinate {m}
, !- Vertex 10 X-coordinate {m}
, !- Vertex 10 Y-coordinate {m}
, !- Vertex 10 Z-coordinate {m}
, !- Vertex 11 X-coordinate {m}
, !- Vertex 11 Y-coordinate {m}
, !- Vertex 11 Z-coordinate {m}
, !- Vertex 12 X-coordinate {m}
, !- Vertex 12 Y-coordinate {m}
, !- Vertex 12 Z-coordinate {m}
, !- Vertex 13 X-coordinate {m}
, !- Vertex 13 Y-coordinate {m}
, !- Vertex 13 Z-coordinate {m}
, !- Vertex 14 X-coordinate {m}
, !- Vertex 14 Y-coordinate {m}
, !- Vertex 14 Z-coordinate {m}
, !- Vertex 15 X-coordinate {m}
, !- Vertex 15 Y-coordinate {m}
, !- Vertex 15 Z-coordinate {m}
, !- Vertex 16 X-coordinate {m}
, !- Vertex 16 Y-coordinate {m}
, !- Vertex 16 Z-coordinate {m}
, !- Vertex 17 X-coordinate {m}
, !- Vertex 17 Y-coordinate {m}
, !- Vertex 17 Z-coordinate {m}
, !- Vertex 18 X-coordinate {m}
, !- Vertex 18 Y-coordinate {m}
, !- Vertex 18 Z-coordinate {m}
, !- Vertex 19 X-coordinate {m}
, !- Vertex 19 Y-coordinate {m}
, !- Vertex 19 Z-coordinate {m}
, !- Vertex 20 X-coordinate {m}
, !- Vertex 20 Y-coordinate {m}
; !- Vertex 20 Z-coordinate {m}
BuildingSurface:Detailed,
L1-103-Floral_Srf_1, !- Name
Wall, !- Surface Type
Hole, !- Construction Name
L1-103-Floral Thermal Zone, !- Zone Name
Surface, !- Outside Boundary Condition
L1-101-SalesCirculation2_Srf_8, !- Outside Boundary Condition Object
NoSun, !- Sun Exposure
NoWind, !- Wind Exposure
, !- View Factor to Ground
4, !- Number of Vertices
57.882, !- Vertex 1 X-coordinate {m}
31.364, !- Vertex 1 Y-coordinate {m}
2.134, !- Vertex 1 Z-coordinate {m}
57.882, !- Vertex 2 X-coordinate {m}
31.364, !- Vertex 2 Y-coordinate {m}
0, !- Vertex 2 Z-coordinate {m}
55.809, !- Vertex 3 X-coordinate {m}
31.364, !- Vertex 3 Y-coordinate {m}
0, !- Vertex 3 Z-coordinate {m}
55.809, !- Vertex 4 X-coordinate {m}
31.364, !- Vertex 4 Y-coordinate {m}
2.134, !- Vertex 4 Z-coordinate {m}
, !- Vertex 5 X-coordinate {m}
, !- Vertex 5 Y-coordinate {m}
, !- Vertex 5 Z-coordinate {m}
, !- Vertex 6 X-coordinate {m}
, !- Vertex 6 Y-coordinate {m}
, !- Vertex 6 Z-coordinate {m}
, !- Vertex 7 X-coordinate {m}
, !- Vertex 7 Y-coordinate {m}
, !- Vertex 7 Z-coordinate {m}
, !- Vertex 8 X-coordinate {m}
, !- Vertex 8 Y-coordinate {m}
, !- Vertex 8 Z-coordinate {m}
, !- Vertex 9 X-coordinate {m}
, !- Vertex 9 Y-coordinate {m}
, !- Vertex 9 Z-coordinate {m}
, !- Vertex 10 X-coordinate {m}
, !- Vertex 10 Y-coordinate {m}
, !- Vertex 10 Z-coordinate {m}
, !- Vertex 11 X-coordinate {m}
, !- Vertex 11 Y-coordinate {m}
, !- Vertex 11 Z-coordinate {m}
, !- Vertex 12 X-coordinate {m}
, !- Vertex 12 Y-coordinate {m}
, !- Vertex 12 Z-coordinate {m}
, !- Vertex 13 X-coordinate {m}
, !- Vertex 13 Y-coordinate {m}
, !- Vertex 13 Z-coordinate {m}
, !- Vertex 14 X-coordinate {m}
, !- Vertex 14 Y-coordinate {m}
, !- Vertex 14 Z-coordinate {m}
, !- Vertex 15 X-coordinate {m}
, !- Vertex 15 Y-coordinate {m}
, !- Vertex 15 Z-coordinate {m}
, !- Vertex 16 X-coordinate {m}
, !- Vertex 16 Y-coordinate {m}
, !- Vertex 16 Z-coordinate {m}
, !- Vertex 17 X-coordinate {m}
, !- Vertex 17 Y-coordinate {m}
, !- Vertex 17 Z-coordinate {m}
, !- Vertex 18 X-coordinate {m}
, !- Vertex 18 Y-coordinate {m}
, !- Vertex 18 Z-coordinate {m}
, !- Vertex 19 X-coordinate {m}
, !- Vertex 19 Y-coordinate {m}
, !- Vertex 19 Z-coordinate {m}
, !- Vertex 20 X-coordinate {m}
, !- Vertex 20 Y-coordinate {m}
; !- Vertex 20 Z-coordinate {m}
BuildingSurface:Detailed,
L1-103-Floral_Srf_2, !- Name
Wall, !- Surface Type
Hole, !- Construction Name
L1-103-Floral Thermal Zone, !- Zone Name
Surface, !- Outside Boundary Condition
L1-101-SalesCirculation1_Srf_1, !- Outside Boundary Condition Object
NoSun, !- Sun Exposure
NoWind, !- Wind Exposure
, !- View Factor to Ground
4, !- Number of Vertices
55.809, !- Vertex 1 X-coordinate {m}
31.364, !- Vertex 1 Y-coordinate {m}
2.134, !- Vertex 1 Z-coordinate {m}
55.809, !- Vertex 2 X-coordinate {m}
31.364, !- Vertex 2 Y-coordinate {m}
0, !- Vertex 2 Z-coordinate {m}
55.809, !- Vertex 3 X-coordinate {m}
27.645, !- Vertex 3 Y-coordinate {m}
0, !- Vertex 3 Z-coordinate {m}
55.809, !- Vertex 4 X-coordinate {m}
27.645, !- Vertex 4 Y-coordinate {m}
2.134, !- Vertex 4 Z-coordinate {m}
, !- Vertex 5 X-coordinate {m}
, !- Vertex 5 Y-coordinate {m}
, !- Vertex 5 Z-coordinate {m}
, !- Vertex 6 X-coordinate {m}
, !- Vertex 6 Y-coordinate {m}
, !- Vertex 6 Z-coordinate {m}
, !- Vertex 7 X-coordinate {m}
, !- Vertex 7 Y-coordinate {m}
, !- Vertex 7 Z-coordinate {m}
, !- Vertex 8 X-coordinate {m}
, !- Vertex 8 Y-coordinate {m}
, !- Vertex 8 Z-coordinate {m}
, !- Vertex 9 X-coordinate {m}
, !- Vertex 9 Y-coordinate {m}
, !- Vertex 9 Z-coordinate {m}
, !- Vertex 10 X-coordinate {m}
, !- Vertex 10 Y-coordinate {m}
, !- Vertex 10 Z-coordinate {m}
, !- Vertex 11 X-coordinate {m}
, !- Vertex 11 Y-coordinate {m}
, !- Vertex 11 Z-coordinate {m}
, !- Vertex 12 X-coordinate {m}
, !- Vertex 12 Y-coordinate {m}
, !- Vertex 12 Z-coordinate {m}
, !- Vertex 13 X-coordinate {m}
, !- Vertex 13 Y-coordinate {m}
, !- Vertex 13 Z-coordinate {m}
, !- Vertex 14 X-coordinate {m}
, !- Vertex 14 Y-coordinate {m}
, !- Vertex 14 Z-coordinate {m}
, !- Vertex 15 X-coordinate {m}
, !- Vertex 15 Y-coordinate {m}
, !- Vertex 15 Z-coordinate {m}
, !- Vertex 16 X-coordinate {m}
, !- Vertex 16 Y-coordinate {m}
, !- Vertex 16 Z-coordinate {m}
, !- Vertex 17 X-coordinate {m}
, !- Vertex 17 Y-coordinate {m}
, !- Vertex 17 Z-coordinate {m}
, !- Vertex 18 X-coordinate {m}
, !- Vertex 18 Y-coordinate {m}
, !- Vertex 18 Z-coordinate {m}
, !- Vertex 19 X-coordinate {m}
, !- Vertex 19 Y-coordinate {m}
, !- Vertex 19 Z-coordinate {m}
, !- Vertex 20 X-coordinate {m}
, !- Vertex 20 Y-coordinate {m}
; !- Vertex 20 Z-coordinate {m}
BuildingSurface:Detailed,
L1-103-Floral_Srf_3, !- Name
Wall, !- Surface Type
Hole, !- Construction Name
L1-103-Floral Thermal Zone, !- Zone Name
Surface, !- Outside Boundary Condition
L1-102-CheckoutBagging_Srf_12, !- Outside Boundary Condition Object
NoSun, !- Sun Exposure
NoWind, !- Wind Exposure
, !- View Factor to Ground
4, !- Number of Vertices
55.809, !- Vertex 1 X-coordinate {m}
27.645, !- Vertex 1 Y-coordinate {m}
2.134, !- Vertex 1 Z-coordinate {m}
55.809, !- Vertex 2 X-coordinate {m}
27.645, !- Vertex 2 Y-coordinate {m}
0, !- Vertex 2 Z-coordinate {m}
57.882, !- Vertex 3 X-coordinate {m}
27.645, !- Vertex 3 Y-coordinate {m}
0, !- Vertex 3 Z-coordinate {m}
57.882, !- Vertex 4 X-coordinate {m}
27.645, !- Vertex 4 Y-coordinate {m}
2.134, !- Vertex 4 Z-coordinate {m}
, !- Vertex 5 X-coordinate {m}
, !- Vertex 5 Y-coordinate {m}
, !- Vertex 5 Z-coordinate {m}
, !- Vertex 6 X-coordinate {m}
, !- Vertex 6 Y-coordinate {m}
, !- Vertex 6 Z-coordinate {m}
, !- Vertex 7 X-coordinate {m}
, !- Vertex 7 Y-coordinate {m}
, !- Vertex 7 Z-coordinate {m}
, !- Vertex 8 X-coordinate {m}
, !- Vertex 8 Y-coordinate {m}
, !- Vertex 8 Z-coordinate {m}
, !- Vertex 9 X-coordinate {m}
, !- Vertex 9 Y-coordinate {m}
, !- Vertex 9 Z-coordinate {m}
, !- Vertex 10 X-coordinate {m}
, !- Vertex 10 Y-coordinate {m}
, !- Vertex 10 Z-coordinate {m}
, !- Vertex 11 X-coordinate {m}
, !- Vertex 11 Y-coordinate {m}
, !- Vertex 11 Z-coordinate {m}
, !- Vertex 12 X-coordinate {m}
, !- Vertex 12 Y-coordinate {m}
, !- Vertex 12 Z-coordinate {m}
, !- Vertex 13 X-coordinate {m}
, !- Vertex 13 Y-coordinate {m}
, !- Vertex 13 Z-coordinate {m}
, !- Vertex 14 X-coordinate {m}
, !- Vertex 14 Y-coordinate {m}
, !- Vertex 14 Z-coordinate {m}
, !- Vertex 15 X-coordinate {m}
, !- Vertex 15 Y-coordinate {m}
, !- Vertex 15 Z-coordinate {m}
, !- Vertex 16 X-coordinate {m}
, !- Vertex 16 Y-coordinate {m}
, !- Vertex 16 Z-coordinate {m}
, !- Vertex 17 X-coordinate {m}
, !- Vertex 17 Y-coordinate {m}
, !- Vertex 17 Z-coordinate {m}
, !- Vertex 18 X-coordinate {m}
, !- Vertex 18 Y-coordinate {m}
, !- Vertex 18 Z-coordinate {m}
, !- Vertex 19 X-coordinate {m}
, !- Vertex 19 Y-coordinate {m}
, !- Vertex 19 Z-coordinate {m}
, !- Vertex 20 X-coordinate {m}
, !- Vertex 20 Y-coordinate {m}
; !- Vertex 20 Z-coordinate {m}
BuildingSurface:Detailed,
L1-103-Floral_Srf_4, !- Name
Wall, !- Surface Type
Hole, !- Construction Name
L1-103-Floral Thermal Zone, !- Zone Name
Surface, !- Outside Boundary Condition
L1-102-Checkout1_Srf_2, !- Outside Boundary Condition Object
NoSun, !- Sun Exposure
NoWind, !- Wind Exposure
, !- View Factor to Ground
4, !- Number of Vertices
57.882, !- Vertex 1 X-coordinate {m}
27.645, !- Vertex 1 Y-coordinate {m}
2.134, !- Vertex 1 Z-coordinate {m}
57.882, !- Vertex 2 X-coordinate {m}
27.645, !- Vertex 2 Y-coordinate {m}
0, !- Vertex 2 Z-coordinate {m}
57.882, !- Vertex 3 X-coordinate {m}
31.364, !- Vertex 3 Y-coordinate {m}
0, !- Vertex 3 Z-coordinate {m}
57.882, !- Vertex 4 X-coordinate {m}
31.364, !- Vertex 4 Y-coordinate {m}
2.134, !- Vertex 4 Z-coordinate {m}
, !- Vertex 5 X-coordinate {m}
, !- Vertex 5 Y-coordinate {m}
, !- Vertex 5 Z-coordinate {m}
, !- Vertex 6 X-coordinate {m}
, !- Vertex 6 Y-coordinate {m}
, !- Vertex 6 Z-coordinate {m}
, !- Vertex 7 X-coordinate {m}
, !- Vertex 7 Y-coordinate {m}
, !- Vertex 7 Z-coordinate {m}
, !- Vertex 8 X-coordinate {m}
, !- Vertex 8 Y-coordinate {m}
, !- Vertex 8 Z-coordinate {m}
, !- Vertex 9 X-coordinate {m}
, !- Vertex 9 Y-coordinate {m}
, !- Vertex 9 Z-coordinate {m}
, !- Vertex 10 X-coordinate {m}
, !- Vertex 10 Y-coordinate {m}
, !- Vertex 10 Z-coordinate {m}
, !- Vertex 11 X-coordinate {m}
, !- Vertex 11 Y-coordinate {m}
, !- Vertex 11 Z-coordinate {m}
, !- Vertex 12 X-coordinate {m}
, !- Vertex 12 Y-coordinate {m}
, !- Vertex 12 Z-coordinate {m}
, !- Vertex 13 X-coordinate {m}
, !- Vertex 13 Y-coordinate {m}
, !- Vertex 13 Z-coordinate {m}
, !- Vertex 14 X-coordinate {m}
, !- Vertex 14 Y-coordinate {m}
, !- Vertex 14 Z-coordinate {m}
, !- Vertex 15 X-coordinate {m}
, !- Vertex 15 Y-coordinate {m}
, !- Vertex 15 Z-coordinate {m}
, !- Vertex 16 X-coordinate {m}
, !- Vertex 16 Y-coordinate {m}
, !- Vertex 16 Z-coordinate {m}
, !- Vertex 17 X-coordinate {m}
, !- Vertex 17 Y-coordinate {m}
, !- Vertex 17 Z-coordinate {m}
, !- Vertex 18 X-coordinate {m}
, !- Vertex 18 Y-coordinate {m}
, !- Vertex 18 Z-coordinate {m}
, !- Vertex 19 X-coordinate {m}
, !- Vertex 19 Y-coordinate {m}
, !- Vertex 19 Z-coordinate {m}
, !- Vertex 20 X-coordinate {m}
, !- Vertex 20 Y-coordinate {m}
; !- Vertex 20 Z-coordinate {m}
BuildingSurface:Detailed,
L1-103-Floral_Srf_5, !- Name
Roof, !- Surface Type
Roof_BOH, !- Construction Name
L1-103-Floral Thermal Zone, !- Zone Name
Outdoors, !- Outside Boundary Condition
, !- Outside Boundary Condition Object
SunExposed, !- Sun Exposure
WindExposed, !- Wind Exposure
, !- View Factor to Ground
4, !- Number of Vertices
55.809, !- Vertex 1 X-coordinate {m}
31.364, !- Vertex 1 Y-coordinate {m}
2.134, !- Vertex 1 Z-coordinate {m}
55.809, !- Vertex 2 X-coordinate {m}
27.645, !- Vertex 2 Y-coordinate {m}
2.134, !- Vertex 2 Z-coordinate {m}
57.882, !- Vertex 3 X-coordinate {m}
27.645, !- Vertex 3 Y-coordinate {m}
2.134, !- Vertex 3 Z-coordinate {m}
57.882, !- Vertex 4 X-coordinate {m}
31.364, !- Vertex 4 Y-coordinate {m}
2.134, !- Vertex 4 Z-coordinate {m}
, !- Vertex 5 X-coordinate {m}
, !- Vertex 5 Y-coordinate {m}
, !- Vertex 5 Z-coordinate {m}
, !- Vertex 6 X-coordinate {m}
, !- Vertex 6 Y-coordinate {m}
, !- Vertex 6 Z-coordinate {m}
, !- Vertex 7 X-coordinate {m}
, !- Vertex 7 Y-coordinate {m}
, !- Vertex 7 Z-coordinate {m}
, !- Vertex 8 X-coordinate {m}
, !- Vertex 8 Y-coordinate {m}
, !- Vertex 8 Z-coordinate {m}
, !- Vertex 9 X-coordinate {m}
, !- Vertex 9 Y-coordinate {m}
, !- Vertex 9 Z-coordinate {m}
, !- Vertex 10 X-coordinate {m}
, !- Vertex 10 Y-coordinate {m}
, !- Vertex 10 Z-coordinate {m}
, !- Vertex 11 X-coordinate {m}
, !- Vertex 11 Y-coordinate {m}
, !- Vertex 11 Z-coordinate {m}
, !- Vertex 12 X-coordinate {m}
, !- Vertex 12 Y-coordinate {m}
, !- Vertex 12 Z-coordinate {m}
, !- Vertex 13 X-coordinate {m}
, !- Vertex 13 Y-coordinate {m}
, !- Vertex 13 Z-coordinate {m}
, !- Vertex 14 X-coordinate {m}
, !- Vertex 14 Y-coordinate {m}
, !- Vertex 14 Z-coordinate {m}
, !- Vertex 15 X-coordinate {m}
, !- Vertex 15 Y-coordinate {m}
, !- Vertex 15 Z-coordinate {m}
, !- Vertex 16 X-coordinate {m}
, !- Vertex 16 Y-coordinate {m}
, !- Vertex 16 Z-coordinate {m}
, !- Vertex 17 X-coordinate {m}
, !- Vertex 17 Y-coordinate {m}
, !- Vertex 17 Z-coordinate {m}
, !- Vertex 18 X-coordinate {m}
, !- Vertex 18 Y-coordinate {m}
, !- Vertex 18 Z-coordinate {m}
, !- Vertex 19 X-coordinate {m}
, !- Vertex 19 Y-coordinate {m}
, !- Vertex 19 Z-coordinate {m}
, !- Vertex 20 X-coordinate {m}
, !- Vertex 20 Y-coordinate {m}
; !- Vertex 20 Z-coordinate {m}
BuildingSurface:Detailed,
L1-104-Produce_Srf_0, !- Name
Floor, !- Surface Type
Hole, !- Construction Name
L1-104-Produce Thermal Zone, !- Zone Name
ground, !- Outside Boundary Condition
, !- Outside Boundary Condition Object
NoSun, !- Sun Exposure
NoWind, !- Wind Exposure
, !- View Factor to Ground
6, !- Number of Vertices
53.005, !- Vertex 1 X-coordinate {m}
42.581, !- Vertex 1 Y-coordinate {m}
0, !- Vertex 1 Z-coordinate {m}
53.005, !- Vertex 2 X-coordinate {m}
28.164, !- Vertex 2 Y-coordinate {m}
0, !- Vertex 2 Z-coordinate {m}
47.061, !- Vertex 3 X-coordinate {m}
28.164, !- Vertex 3 Y-coordinate {m}
0, !- Vertex 3 Z-coordinate {m}
47.061, !- Vertex 4 X-coordinate {m}
41.575, !- Vertex 4 Y-coordinate {m}
0, !- Vertex 4 Z-coordinate {m}
49.896, !- Vertex 5 X-coordinate {m}
41.575, !- Vertex 5 Y-coordinate {m}
0, !- Vertex 5 Z-coordinate {m}
49.896, !- Vertex 6 X-coordinate {m}
42.581, !- Vertex 6 Y-coordinate {m}
0, !- Vertex 6 Z-coordinate {m}
, !- Vertex 7 X-coordinate {m}
, !- Vertex 7 Y-coordinate {m}
, !- Vertex 7 Z-coordinate {m}
, !- Vertex 8 X-coordinate {m}
, !- Vertex 8 Y-coordinate {m}
, !- Vertex 8 Z-coordinate {m}
, !- Vertex 9 X-coordinate {m}
, !- Vertex 9 Y-coordinate {m}
, !- Vertex 9 Z-coordinate {m}
, !- Vertex 10 X-coordinate {m}
, !- Vertex 10 Y-coordinate {m}
, !- Vertex 10 Z-coordinate {m}
, !- Vertex 11 X-coordinate {m}
, !- Vertex 11 Y-coordinate {m}
, !- Vertex 11 Z-coordinate {m}
, !- Vertex 12 X-coordinate {m}
, !- Vertex 12 Y-coordinate {m}
, !- Vertex 12 Z-coordinate {m}
, !- Vertex 13 X-coordinate {m}
, !- Vertex 13 Y-coordinate {m}
, !- Vertex 13 Z-coordinate {m}
, !- Vertex 14 X-coordinate {m}
, !- Vertex 14 Y-coordinate {m}
, !- Vertex 14 Z-coordinate {m}
, !- Vertex 15 X-coordinate {m}
, !- Vertex 15 Y-coordinate {m}
, !- Vertex 15 Z-coordinate {m}
, !- Vertex 16 X-coordinate {m}
, !- Vertex 16 Y-coordinate {m}
, !- Vertex 16 Z-coordinate {m}
, !- Vertex 17 X-coordinate {m}
, !- Vertex 17 Y-coordinate {m}
, !- Vertex 17 Z-coordinate {m}
, !- Vertex 18 X-coordinate {m}
, !- Vertex 18 Y-coordinate {m}
, !- Vertex 18 Z-coordinate {m}
, !- Vertex 19 X-coordinate {m}
, !- Vertex 19 Y-coordinate {m}
, !- Vertex 19 Z-coordinate {m}
, !- Vertex 20 X-coordinate {m}
, !- Vertex 20 Y-coordinate {m}
; !- Vertex 20 Z-coordinate {m}
BuildingSurface:Detailed,
L1-104-Produce_Srf_1, !- Name
Wall, !- Surface Type
Hole, !- Construction Name
L1-104-Produce Thermal Zone, !- Zone Name
Surface, !- Outside Boundary Condition
L1-104-ProduceCoolers3_Srf_2, !- Outside Boundary Condition Object
NoSun, !- Sun Exposure
NoWind, !- Wind Exposure
, !- View Factor to Ground
4, !- Number of Vertices
47.061, !- Vertex 1 X-coordinate {m}
41.575, !- Vertex 1 Y-coordinate {m}
2.134, !- Vertex 1 Z-coordinate {m}
47.061, !- Vertex 2 X-coordinate {m}
41.575, !- Vertex 2 Y-coordinate {m}
0, !- Vertex 2 Z-coordinate {m}
47.061, !- Vertex 3 X-coordinate {m}
34.574, !- Vertex 3 Y-coordinate {m}
0, !- Vertex 3 Z-coordinate {m}
47.061, !- Vertex 4 X-coordinate {m}
34.574, !- Vertex 4 Y-coordinate {m}
2.134, !- Vertex 4 Z-coordinate {m}
, !- Vertex 5 X-coordinate {m}
, !- Vertex 5 Y-coordinate {m}
, !- Vertex 5 Z-coordinate {m}
, !- Vertex 6 X-coordinate {m}
, !- Vertex 6 Y-coordinate {m}
, !- Vertex 6 Z-coordinate {m}
, !- Vertex 7 X-coordinate {m}
, !- Vertex 7 Y-coordinate {m}
, !- Vertex 7 Z-coordinate {m}
, !- Vertex 8 X-coordinate {m}
, !- Vertex 8 Y-coordinate {m}
, !- Vertex 8 Z-coordinate {m}
, !- Vertex 9 X-coordinate {m}
, !- Vertex 9 Y-coordinate {m}
, !- Vertex 9 Z-coordinate {m}
, !- Vertex 10 X-coordinate {m}
, !- Vertex 10 Y-coordinate {m}
, !- Vertex 10 Z-coordinate {m}
, !- Vertex 11 X-coordinate {m}
, !- Vertex 11 Y-coordinate {m}
, !- Vertex 11 Z-coordinate {m}
, !- Vertex 12 X-coordinate {m}
, !- Vertex 12 Y-coordinate {m}
, !- Vertex 12 Z-coordinate {m}
, !- Vertex 13 X-coordinate {m}
, !- Vertex 13 Y-coordinate {m}
, !- Vertex 13 Z-coordinate {m}
, !- Vertex 14 X-coordinate {m}
, !- Vertex 14 Y-coordinate {m}
, !- Vertex 14 Z-coordinate {m}
, !- Vertex 15 X-coordinate {m}
, !- Vertex 15 Y-coordinate {m}
, !- Vertex 15 Z-coordinate {m}
, !- Vertex 16 X-coordinate {m}
, !- Vertex 16 Y-coordinate {m}
, !- Vertex 16 Z-coordinate {m}
, !- Vertex 17 X-coordinate {m}
, !- Vertex 17 Y-coordinate {m}
, !- Vertex 17 Z-coordinate {m}
, !- Vertex 18 X-coordinate {m}
, !- Vertex 18 Y-coordinate {m}
, !- Vertex 18 Z-coordinate {m}
, !- Vertex 19 X-coordinate {m}
, !- Vertex 19 Y-coordinate {m}
, !- Vertex 19 Z-coordinate {m}
, !- Vertex 20 X-coordinate {m}
, !- Vertex 20 Y-coordinate {m}
; !- Vertex 20 Z-coordinate {m}
BuildingSurface:Detailed,
L1-104-Produce_Srf_10, !- Name
Wall, !- Surface Type
Hole, !- Construction Name
L1-104-Produce Thermal Zone, !- Zone Name
Surface, !- Outside Boundary Condition
L1-104-ProduceCirculation_Srf_7, !- Outside Boundary Condition Object
NoSun, !- Sun Exposure
NoWind, !- Wind Exposure
, !- View Factor to Ground
4, !- Number of Vertices
49.896, !- Vertex 1 X-coordinate {m}
42.581, !- Vertex 1 Y-coordinate {m}
2.134, !- Vertex 1 Z-coordinate {m}
49.896, !- Vertex 2 X-coordinate {m}
42.581, !- Vertex 2 Y-coordinate {m}
0, !- Vertex 2 Z-coordinate {m}
49.896, !- Vertex 3 X-coordinate {m}
41.575, !- Vertex 3 Y-coordinate {m}
0, !- Vertex 3 Z-coordinate {m}
49.896, !- Vertex 4 X-coordinate {m}
41.575, !- Vertex 4 Y-coordinate {m}
2.134, !- Vertex 4 Z-coordinate {m}
, !- Vertex 5 X-coordinate {m}
, !- Vertex 5 Y-coordinate {m}
, !- Vertex 5 Z-coordinate {m}
, !- Vertex 6 X-coordinate {m}
, !- Vertex 6 Y-coordinate {m}
, !- Vertex 6 Z-coordinate {m}
, !- Vertex 7 X-coordinate {m}
, !- Vertex 7 Y-coordinate {m}
, !- Vertex 7 Z-coordinate {m}
, !- Vertex 8 X-coordinate {m}
, !- Vertex 8 Y-coordinate {m}
, !- Vertex 8 Z-coordinate {m}
, !- Vertex 9 X-coordinate {m}
, !- Vertex 9 Y-coordinate {m}
, !- Vertex 9 Z-coordinate {m}
, !- Vertex 10 X-coordinate {m}
, !- Vertex 10 Y-coordinate {m}
, !- Vertex 10 Z-coordinate {m}
, !- Vertex 11 X-coordinate {m}
, !- Vertex 11 Y-coordinate {m}
, !- Vertex 11 Z-coordinate {m}
, !- Vertex 12 X-coordinate {m}
, !- Vertex 12 Y-coordinate {m}
, !- Vertex 12 Z-coordinate {m}
, !- Vertex 13 X-coordinate {m}
, !- Vertex 13 Y-coordinate {m}
, !- Vertex 13 Z-coordinate {m}
, !- Vertex 14 X-coordinate {m}
, !- Vertex 14 Y-coordinate {m}
, !- Vertex 14 Z-coordinate {m}
, !- Vertex 15 X-coordinate {m}
, !- Vertex 15 Y-coordinate {m}
, !- Vertex 15 Z-coordinate {m}
, !- Vertex 16 X-coordinate {m}
, !- Vertex 16 Y-coordinate {m}
, !- Vertex 16 Z-coordinate {m}
, !- Vertex 17 X-coordinate {m}
, !- Vertex 17 Y-coordinate {m}
, !- Vertex 17 Z-coordinate {m}
, !- Vertex 18 X-coordinate {m}
, !- Vertex 18 Y-coordinate {m}
, !- Vertex 18 Z-coordinate {m}
, !- Vertex 19 X-coordinate {m}
, !- Vertex 19 Y-coordinate {m}
, !- Vertex 19 Z-coordinate {m}
, !- Vertex 20 X-coordinate {m}
, !- Vertex 20 Y-coordinate {m}
; !- Vertex 20 Z-coordinate {m}
BuildingSurface:Detailed,
L1-104-Produce_Srf_11, !- Name
Wall, !- Surface Type
Hole, !- Construction Name
L1-104-Produce Thermal Zone, !- Zone Name
Surface, !- Outside Boundary Condition
L1-104-ProduceCirculation_Srf_6, !- Outside Boundary Condition Object
NoSun, !- Sun Exposure
NoWind, !- Wind Exposure
, !- View Factor to Ground
4, !- Number of Vertices
49.896, !- Vertex 1 X-coordinate {m}
41.575, !- Vertex 1 Y-coordinate {m}
2.134, !- Vertex 1 Z-coordinate {m}
49.896, !- Vertex 2 X-coordinate {m}
41.575, !- Vertex 2 Y-coordinate {m}
0, !- Vertex 2 Z-coordinate {m}
47.061, !- Vertex 3 X-coordinate {m}
41.575, !- Vertex 3 Y-coordinate {m}
0, !- Vertex 3 Z-coordinate {m}
47.061, !- Vertex 4 X-coordinate {m}
41.575, !- Vertex 4 Y-coordinate {m}
2.134, !- Vertex 4 Z-coordinate {m}
, !- Vertex 5 X-coordinate {m}
, !- Vertex 5 Y-coordinate {m}
, !- Vertex 5 Z-coordinate {m}
, !- Vertex 6 X-coordinate {m}
, !- Vertex 6 Y-coordinate {m}
, !- Vertex 6 Z-coordinate {m}
, !- Vertex 7 X-coordinate {m}
, !- Vertex 7 Y-coordinate {m}
, !- Vertex 7 Z-coordinate {m}
, !- Vertex 8 X-coordinate {m}
, !- Vertex 8 Y-coordinate {m}
, !- Vertex 8 Z-coordinate {m}
, !- Vertex 9 X-coordinate {m}
, !- Vertex 9 Y-coordinate {m}
, !- Vertex 9 Z-coordinate {m}
, !- Vertex 10 X-coordinate {m}
, !- Vertex 10 Y-coordinate {m}
, !- Vertex 10 Z-coordinate {m}
, !- Vertex 11 X-coordinate {m}
, !- Vertex 11 Y-coordinate {m}
, !- Vertex 11 Z-coordinate {m}
, !- Vertex 12 X-coordinate {m}
, !- Vertex 12 Y-coordinate {m}
, !- Vertex 12 Z-coordinate {m}
, !- Vertex 13 X-coordinate {m}
, !- Vertex 13 Y-coordinate {m}
, !- Vertex 13 Z-coordinate {m}
, !- Vertex 14 X-coordinate {m}
, !- Vertex 14 Y-coordinate {m}
, !- Vertex 14 Z-coordinate {m}
, !- Vertex 15 X-coordinate {m}
, !- Vertex 15 Y-coordinate {m}
, !- Vertex 15 Z-coordinate {m}
, !- Vertex 16 X-coordinate {m}
, !- Vertex 16 Y-coordinate {m}
, !- Vertex 16 Z-coordinate {m}
, !- Vertex 17 X-coordinate {m}
, !- Vertex 17 Y-coordinate {m}
, !- Vertex 17 Z-coordinate {m}
, !- Vertex 18 X-coordinate {m}
, !- Vertex 18 Y-coordinate {m}
, !- Vertex 18 Z-coordinate {m}
, !- Vertex 19 X-coordinate {m}
, !- Vertex 19 Y-coordinate {m}
, !- Vertex 19 Z-coordinate {m}
, !- Vertex 20 X-coordinate {m}
, !- Vertex 20 Y-coordinate {m}
; !- Vertex 20 Z-coordinate {m}
BuildingSurface:Detailed,
L1-104-Produce_Srf_12, !- Name
Roof, !- Surface Type
Roof_BOH, !- Construction Name
L1-104-Produce Thermal Zone, !- Zone Name
Outdoors, !- Outside Boundary Condition
, !- Outside Boundary Condition Object
SunExposed, !- Sun Exposure
WindExposed, !- Wind Exposure
, !- View Factor to Ground
6, !- Number of Vertices
47.061, !- Vertex 1 X-coordinate {m}
41.575, !- Vertex 1 Y-coordinate {m}
2.134, !- Vertex 1 Z-coordinate {m}
47.061, !- Vertex 2 X-coordinate {m}
28.164, !- Vertex 2 Y-coordinate {m}
2.134, !- Vertex 2 Z-coordinate {m}
53.005, !- Vertex 3 X-coordinate {m}
28.164, !- Vertex 3 Y-coordinate {m}
2.134, !- Vertex 3 Z-coordinate {m}
53.005, !- Vertex 4 X-coordinate {m}
42.581, !- Vertex 4 Y-coordinate {m}
2.134, !- Vertex 4 Z-coordinate {m}
49.896, !- Vertex 5 X-coordinate {m}
42.581, !- Vertex 5 Y-coordinate {m}
2.134, !- Vertex 5 Z-coordinate {m}
49.896, !- Vertex 6 X-coordinate {m}
41.575, !- Vertex 6 Y-coordinate {m}
2.134, !- Vertex 6 Z-coordinate {m}
, !- Vertex 7 X-coordinate {m}
, !- Vertex 7 Y-coordinate {m}
, !- Vertex 7 Z-coordinate {m}
, !- Vertex 8 X-coordinate {m}
, !- Vertex 8 Y-coordinate {m}
, !- Vertex 8 Z-coordinate {m}
, !- Vertex 9 X-coordinate {m}
, !- Vertex 9 Y-coordinate {m}
, !- Vertex 9 Z-coordinate {m}
, !- Vertex 10 X-coordinate {m}
, !- Vertex 10 Y-coordinate {m}
, !- Vertex 10 Z-coordinate {m}
, !- Vertex 11 X-coordinate {m}
, !- Vertex 11 Y-coordinate {m}
, !- Vertex 11 Z-coordinate {m}
, !- Vertex 12 X-coordinate {m}
, !- Vertex 12 Y-coordinate {m}
, !- Vertex 12 Z-coordinate {m}
, !- Vertex 13 X-coordinate {m}
, !- Vertex 13 Y-coordinate {m}
, !- Vertex 13 Z-coordinate {m}
, !- Vertex 14 X-coordinate {m}
, !- Vertex 14 Y-coordinate {m}
, !- Vertex 14 Z-coordinate {m}
, !- Vertex 15 X-coordinate {m}
, !- Vertex 15 Y-coordinate {m}
, !- Vertex 15 Z-coordinate {m}
, !- Vertex 16 X-coordinate {m}
, !- Vertex 16 Y-coordinate {m}
, !- Vertex 16 Z-coordinate {m}
, !- Vertex 17 X-coordinate {m}
, !- Vertex 17 Y-coordinate {m}
, !- Vertex 17 Z-coordinate {m}
, !- Vertex 18 X-coordinate {m}
, !- Vertex 18 Y-coordinate {m}
, !- Vertex 18 Z-coordinate {m}
, !- Vertex 19 X-coordinate {m}
, !- Vertex 19 Y-coordinate {m}
, !- Vertex 19 Z-coordinate {m}
, !- Vertex 20 X-coordinate {m}
, !- Vertex 20 Y-coordinate {m}
; !- Vertex 20 Z-coordinate {m}
BuildingSurface:Detailed,
L1-104-Produce_Srf_2, !- Name
Wall, !- Surface Type
Hole, !- Construction Name
L1-104-Produce Thermal Zone, !- Zone Name
Surface, !- Outside Boundary Condition
L1-104-ProduceCoolers2_Srf_6, !- Outside Boundary Condition Object
NoSun, !- Sun Exposure
NoWind, !- Wind Exposure
, !- View Factor to Ground
4, !- Number of Vertices
47.061, !- Vertex 1 X-coordinate {m}
34.574, !- Vertex 1 Y-coordinate {m}
2.134, !- Vertex 1 Z-coordinate {m}
47.061, !- Vertex 2 X-coordinate {m}
34.574, !- Vertex 2 Y-coordinate {m}
0, !- Vertex 2 Z-coordinate {m}
47.061, !- Vertex 3 X-coordinate {m}
28.164, !- Vertex 3 Y-coordinate {m}
0, !- Vertex 3 Z-coordinate {m}
47.061, !- Vertex 4 X-coordinate {m}
28.164, !- Vertex 4 Y-coordinate {m}
2.134, !- Vertex 4 Z-coordinate {m}
, !- Vertex 5 X-coordinate {m}
, !- Vertex 5 Y-coordinate {m}
, !- Vertex 5 Z-coordinate {m}
, !- Vertex 6 X-coordinate {m}
, !- Vertex 6 Y-coordinate {m}
, !- Vertex 6 Z-coordinate {m}
, !- Vertex 7 X-coordinate {m}
, !- Vertex 7 Y-coordinate {m}
, !- Vertex 7 Z-coordinate {m}
, !- Vertex 8 X-coordinate {m}
, !- Vertex 8 Y-coordinate {m}
, !- Vertex 8 Z-coordinate {m}
, !- Vertex 9 X-coordinate {m}
, !- Vertex 9 Y-coordinate {m}
, !- Vertex 9 Z-coordinate {m}
, !- Vertex 10 X-coordinate {m}
, !- Vertex 10 Y-coordinate {m}
, !- Vertex 10 Z-coordinate {m}
, !- Vertex 11 X-coordinate {m}
, !- Vertex 11 Y-coordinate {m}
, !- Vertex 11 Z-coordinate {m}
, !- Vertex 12 X-coordinate {m}
, !- Vertex 12 Y-coordinate {m}
, !- Vertex 12 Z-coordinate {m}
, !- Vertex 13 X-coordinate {m}
, !- Vertex 13 Y-coordinate {m}
, !- Vertex 13 Z-coordinate {m}
, !- Vertex 14 X-coordinate {m}
, !- Vertex 14 Y-coordinate {m}
, !- Vertex 14 Z-coordinate {m}
, !- Vertex 15 X-coordinate {m}
, !- Vertex 15 Y-coordinate {m}
, !- Vertex 15 Z-coordinate {m}
, !- Vertex 16 X-coordinate {m}
, !- Vertex 16 Y-coordinate {m}
, !- Vertex 16 Z-coordinate {m}
, !- Vertex 17 X-coordinate {m}
, !- Vertex 17 Y-coordinate {m}
, !- Vertex 17 Z-coordinate {m}
, !- Vertex 18 X-coordinate {m}
, !- Vertex 18 Y-coordinate {m}
, !- Vertex 18 Z-coordinate {m}
, !- Vertex 19 X-coordinate {m}
, !- Vertex 19 Y-coordinate {m}
, !- Vertex 19 Z-coordinate {m}
, !- Vertex 20 X-coordinate {m}
, !- Vertex 20 Y-coordinate {m}
; !- Vertex 20 Z-coordinate {m}
BuildingSurface:Detailed,
L1-104-Produce_Srf_3, !- Name
Wall, !- Surface Type
Hole, !- Construction Name
L1-104-Produce Thermal Zone, !- Zone Name
Surface, !- Outside Boundary Condition
L1-104-ProduceCoolers1_Srf_2, !- Outside Boundary Condition Object
NoSun, !- Sun Exposure
NoWind, !- Wind Exposure
, !- View Factor to Ground
4, !- Number of Vertices
47.061, !- Vertex 1 X-coordinate {m}
28.164, !- Vertex 1 Y-coordinate {m}
2.134, !- Vertex 1 Z-coordinate {m}
47.061, !- Vertex 2 X-coordinate {m}
28.164, !- Vertex 2 Y-coordinate {m}
0, !- Vertex 2 Z-coordinate {m}
52.182, !- Vertex 3 X-coordinate {m}
28.164, !- Vertex 3 Y-coordinate {m}
0, !- Vertex 3 Z-coordinate {m}
52.182, !- Vertex 4 X-coordinate {m}
28.164, !- Vertex 4 Y-coordinate {m}
2.134, !- Vertex 4 Z-coordinate {m}
, !- Vertex 5 X-coordinate {m}
, !- Vertex 5 Y-coordinate {m}
, !- Vertex 5 Z-coordinate {m}
, !- Vertex 6 X-coordinate {m}
, !- Vertex 6 Y-coordinate {m}
, !- Vertex 6 Z-coordinate {m}
, !- Vertex 7 X-coordinate {m}
, !- Vertex 7 Y-coordinate {m}
, !- Vertex 7 Z-coordinate {m}
, !- Vertex 8 X-coordinate {m}
, !- Vertex 8 Y-coordinate {m}
, !- Vertex 8 Z-coordinate {m}
, !- Vertex 9 X-coordinate {m}
, !- Vertex 9 Y-coordinate {m}
, !- Vertex 9 Z-coordinate {m}
, !- Vertex 10 X-coordinate {m}
, !- Vertex 10 Y-coordinate {m}
, !- Vertex 10 Z-coordinate {m}
, !- Vertex 11 X-coordinate {m}
, !- Vertex 11 Y-coordinate {m}
, !- Vertex 11 Z-coordinate {m}
, !- Vertex 12 X-coordinate {m}
, !- Vertex 12 Y-coordinate {m}
, !- Vertex 12 Z-coordinate {m}
, !- Vertex 13 X-coordinate {m}
, !- Vertex 13 Y-coordinate {m}
, !- Vertex 13 Z-coordinate {m}
, !- Vertex 14 X-coordinate {m}
, !- Vertex 14 Y-coordinate {m}
, !- Vertex 14 Z-coordinate {m}
, !- Vertex 15 X-coordinate {m}
, !- Vertex 15 Y-coordinate {m}
, !- Vertex 15 Z-coordinate {m}
, !- Vertex 16 X-coordinate {m}
, !- Vertex 16 Y-coordinate {m}
, !- Vertex 16 Z-coordinate {m}
, !- Vertex 17 X-coordinate {m}
, !- Vertex 17 Y-coordinate {m}
, !- Vertex 17 Z-coordinate {m}
, !- Vertex 18 X-coordinate {m}
, !- Vertex 18 Y-coordinate {m}
, !- Vertex 18 Z-coordinate {m}
, !- Vertex 19 X-coordinate {m}
, !- Vertex 19 Y-coordinate {m}
, !- Vertex 19 Z-coordinate {m}
, !- Vertex 20 X-coordinate {m}
, !- Vertex 20 Y-coordinate {m}
; !- Vertex 20 Z-coordinate {m}
BuildingSurface:Detailed,
L1-104-Produce_Srf_4, !- Name
Wall, !- Surface Type
Hole, !- Construction Name
L1-104-Produce Thermal Zone, !- Zone Name
Surface, !- Outside Boundary Condition
L1-101-SalesCirculation1_Srf_4, !- Outside Boundary Condition Object
NoSun, !- Sun Exposure
NoWind, !- Wind Exposure
, !- View Factor to Ground
4, !- Number of Vertices
52.182, !- Vertex 1 X-coordinate {m}
28.164, !- Vertex 1 Y-coordinate {m}
2.134, !- Vertex 1 Z-coordinate {m}
52.182, !- Vertex 2 X-coordinate {m}
28.164, !- Vertex 2 Y-coordinate {m}
0, !- Vertex 2 Z-coordinate {m}
53.005, !- Vertex 3 X-coordinate {m}
28.164, !- Vertex 3 Y-coordinate {m}
0, !- Vertex 3 Z-coordinate {m}
53.005, !- Vertex 4 X-coordinate {m}
28.164, !- Vertex 4 Y-coordinate {m}
2.134, !- Vertex 4 Z-coordinate {m}
, !- Vertex 5 X-coordinate {m}
, !- Vertex 5 Y-coordinate {m}
, !- Vertex 5 Z-coordinate {m}
, !- Vertex 6 X-coordinate {m}
, !- Vertex 6 Y-coordinate {m}
, !- Vertex 6 Z-coordinate {m}
, !- Vertex 7 X-coordinate {m}
, !- Vertex 7 Y-coordinate {m}
, !- Vertex 7 Z-coordinate {m}
, !- Vertex 8 X-coordinate {m}
, !- Vertex 8 Y-coordinate {m}
, !- Vertex 8 Z-coordinate {m}
, !- Vertex 9 X-coordinate {m}
, !- Vertex 9 Y-coordinate {m}
, !- Vertex 9 Z-coordinate {m}
, !- Vertex 10 X-coordinate {m}
, !- Vertex 10 Y-coordinate {m}
, !- Vertex 10 Z-coordinate {m}
, !- Vertex 11 X-coordinate {m}
, !- Vertex 11 Y-coordinate {m}
, !- Vertex 11 Z-coordinate {m}
, !- Vertex 12 X-coordinate {m}
, !- Vertex 12 Y-coordinate {m}
, !- Vertex 12 Z-coordinate {m}
, !- Vertex 13 X-coordinate {m}
, !- Vertex 13 Y-coordinate {m}
, !- Vertex 13 Z-coordinate {m}
, !- Vertex 14 X-coordinate {m}
, !- Vertex 14 Y-coordinate {m}
, !- Vertex 14 Z-coordinate {m}
, !- Vertex 15 X-coordinate {m}
, !- Vertex 15 Y-coordinate {m}
, !- Vertex 15 Z-coordinate {m}
, !- Vertex 16 X-coordinate {m}
, !- Vertex 16 Y-coordinate {m}
, !- Vertex 16 Z-coordinate {m}
, !- Vertex 17 X-coordinate {m}
, !- Vertex 17 Y-coordinate {m}
, !- Vertex 17 Z-coordinate {m}
, !- Vertex 18 X-coordinate {m}
, !- Vertex 18 Y-coordinate {m}
, !- Vertex 18 Z-coordinate {m}
, !- Vertex 19 X-coordinate {m}
, !- Vertex 19 Y-coordinate {m}
, !- Vertex 19 Z-coordinate {m}
, !- Vertex 20 X-coordinate {m}
, !- Vertex 20 Y-coordinate {m}
; !- Vertex 20 Z-coordinate {m}
BuildingSurface:Detailed,
L1-104-Produce_Srf_5, !- Name
Wall, !- Surface Type
Hole, !- Construction Name
L1-104-Produce Thermal Zone, !- Zone Name
Surface, !- Outside Boundary Condition
L1-101-SalesCirculation1_Srf_3, !- Outside Boundary Condition Object
NoSun, !- Sun Exposure
NoWind, !- Wind Exposure
, !- View Factor to Ground
4, !- Number of Vertices
53.005, !- Vertex 1 X-coordinate {m}
28.164, !- Vertex 1 Y-coordinate {m}
2.134, !- Vertex 1 Z-coordinate {m}
53.005, !- Vertex 2 X-coordinate {m}
28.164, !- Vertex 2 Y-coordinate {m}
0, !- Vertex 2 Z-coordinate {m}
53.005, !- Vertex 3 X-coordinate {m}
31.364, !- Vertex 3 Y-coordinate {m}
0, !- Vertex 3 Z-coordinate {m}
53.005, !- Vertex 4 X-coordinate {m}
31.364, !- Vertex 4 Y-coordinate {m}
2.134, !- Vertex 4 Z-coordinate {m}
, !- Vertex 5 X-coordinate {m}
, !- Vertex 5 Y-coordinate {m}
, !- Vertex 5 Z-coordinate {m}
, !- Vertex 6 X-coordinate {m}
, !- Vertex 6 Y-coordinate {m}
, !- Vertex 6 Z-coordinate {m}
, !- Vertex 7 X-coordinate {m}
, !- Vertex 7 Y-coordinate {m}
, !- Vertex 7 Z-coordinate {m}
, !- Vertex 8 X-coordinate {m}
, !- Vertex 8 Y-coordinate {m}
, !- Vertex 8 Z-coordinate {m}
, !- Vertex 9 X-coordinate {m}
, !- Vertex 9 Y-coordinate {m}
, !- Vertex 9 Z-coordinate {m}
, !- Vertex 10 X-coordinate {m}
, !- Vertex 10 Y-coordinate {m}
, !- Vertex 10 Z-coordinate {m}
, !- Vertex 11 X-coordinate {m}
, !- Vertex 11 Y-coordinate {m}
, !- Vertex 11 Z-coordinate {m}
, !- Vertex 12 X-coordinate {m}
, !- Vertex 12 Y-coordinate {m}
, !- Vertex 12 Z-coordinate {m}
, !- Vertex 13 X-coordinate {m}
, !- Vertex 13 Y-coordinate {m}
, !- Vertex 13 Z-coordinate {m}
, !- Vertex 14 X-coordinate {m}
, !- Vertex 14 Y-coordinate {m}
, !- Vertex 14 Z-coordinate {m}
, !- Vertex 15 X-coordinate {m}
, !- Vertex 15 Y-coordinate {m}
, !- Vertex 15 Z-coordinate {m}
, !- Vertex 16 X-coordinate {m}
, !- Vertex 16 Y-coordinate {m}
, !- Vertex 16 Z-coordinate {m}
, !- Vertex 17 X-coordinate {m}
, !- Vertex 17 Y-coordinate {m}
, !- Vertex 17 Z-coordinate {m}
, !- Vertex 18 X-coordinate {m}
, !- Vertex 18 Y-coordinate {m}
, !- Vertex 18 Z-coordinate {m}
, !- Vertex 19 X-coordinate {m}
, !- Vertex 19 Y-coordinate {m}
, !- Vertex 19 Z-coordinate {m}
, !- Vertex 20 X-coordinate {m}
, !- Vertex 20 Y-coordinate {m}
; !- Vertex 20 Z-coordinate {m}
BuildingSurface:Detailed,
L1-104-Produce_Srf_6, !- Name
Wall, !- Surface Type
Hole, !- Construction Name
L1-104-Produce Thermal Zone, !- Zone Name
Surface, !- Outside Boundary Condition
L1-101-SalesCirculation2_Srf_6, !- Outside Boundary Condition Object
NoSun, !- Sun Exposure
NoWind, !- Wind Exposure
, !- View Factor to Ground
4, !- Number of Vertices
53.005, !- Vertex 1 X-coordinate {m}
31.364, !- Vertex 1 Y-coordinate {m}
2.134, !- Vertex 1 Z-coordinate {m}
53.005, !- Vertex 2 X-coordinate {m}
31.364, !- Vertex 2 Y-coordinate {m}
0, !- Vertex 2 Z-coordinate {m}
53.005, !- Vertex 3 X-coordinate {m}
34.869, !- Vertex 3 Y-coordinate {m}
0, !- Vertex 3 Z-coordinate {m}
53.005, !- Vertex 4 X-coordinate {m}
34.869, !- Vertex 4 Y-coordinate {m}
2.134, !- Vertex 4 Z-coordinate {m}
, !- Vertex 5 X-coordinate {m}
, !- Vertex 5 Y-coordinate {m}
, !- Vertex 5 Z-coordinate {m}
, !- Vertex 6 X-coordinate {m}
, !- Vertex 6 Y-coordinate {m}
, !- Vertex 6 Z-coordinate {m}
, !- Vertex 7 X-coordinate {m}
, !- Vertex 7 Y-coordinate {m}
, !- Vertex 7 Z-coordinate {m}
, !- Vertex 8 X-coordinate {m}
, !- Vertex 8 Y-coordinate {m}
, !- Vertex 8 Z-coordinate {m}
, !- Vertex 9 X-coordinate {m}
, !- Vertex 9 Y-coordinate {m}
, !- Vertex 9 Z-coordinate {m}
, !- Vertex 10 X-coordinate {m}
, !- Vertex 10 Y-coordinate {m}
, !- Vertex 10 Z-coordinate {m}
, !- Vertex 11 X-coordinate {m}
, !- Vertex 11 Y-coordinate {m}
, !- Vertex 11 Z-coordinate {m}
, !- Vertex 12 X-coordinate {m}
, !- Vertex 12 Y-coordinate {m}
, !- Vertex 12 Z-coordinate {m}
, !- Vertex 13 X-coordinate {m}
, !- Vertex 13 Y-coordinate {m}
, !- Vertex 13 Z-coordinate {m}
, !- Vertex 14 X-coordinate {m}
, !- Vertex 14 Y-coordinate {m}
, !- Vertex 14 Z-coordinate {m}
, !- Vertex 15 X-coordinate {m}
, !- Vertex 15 Y-coordinate {m}
, !- Vertex 15 Z-coordinate {m}
, !- Vertex 16 X-coordinate {m}
, !- Vertex 16 Y-coordinate {m}
, !- Vertex 16 Z-coordinate {m}
, !- Vertex 17 X-coordinate {m}
, !- Vertex 17 Y-coordinate {m}
, !- Vertex 17 Z-coordinate {m}
, !- Vertex 18 X-coordinate {m}
, !- Vertex 18 Y-coordinate {m}
, !- Vertex 18 Z-coordinate {m}
, !- Vertex 19 X-coordinate {m}
, !- Vertex 19 Y-coordinate {m}
, !- Vertex 19 Z-coordinate {m}
, !- Vertex 20 X-coordinate {m}
, !- Vertex 20 Y-coordinate {m}
; !- Vertex 20 Z-coordinate {m}
BuildingSurface:Detailed,
L1-104-Produce_Srf_7, !- Name
Wall, !- Surface Type
Hole, !- Construction Name
L1-104-Produce Thermal Zone, !- Zone Name
Surface, !- Outside Boundary Condition
L1-101-SalesAisle4_Srf_2,!- Outside Boundary Condition Object
NoSun, !- Sun Exposure
NoWind, !- Wind Exposure
, !- View Factor to Ground
4, !- Number of Vertices
53.005, !- Vertex 1 X-coordinate {m}
34.869, !- Vertex 1 Y-coordinate {m}
2.134, !- Vertex 1 Z-coordinate {m}
53.005, !- Vertex 2 X-coordinate {m}
34.869, !- Vertex 2 Y-coordinate {m}
0, !- Vertex 2 Z-coordinate {m}
53.005, !- Vertex 3 X-coordinate {m}
42.581, !- Vertex 3 Y-coordinate {m}
0, !- Vertex 3 Z-coordinate {m}
53.005, !- Vertex 4 X-coordinate {m}
42.581, !- Vertex 4 Y-coordinate {m}
2.134, !- Vertex 4 Z-coordinate {m}
, !- Vertex 5 X-coordinate {m}
, !- Vertex 5 Y-coordinate {m}
, !- Vertex 5 Z-coordinate {m}
, !- Vertex 6 X-coordinate {m}
, !- Vertex 6 Y-coordinate {m}
, !- Vertex 6 Z-coordinate {m}
, !- Vertex 7 X-coordinate {m}
, !- Vertex 7 Y-coordinate {m}
, !- Vertex 7 Z-coordinate {m}
, !- Vertex 8 X-coordinate {m}
, !- Vertex 8 Y-coordinate {m}
, !- Vertex 8 Z-coordinate {m}
, !- Vertex 9 X-coordinate {m}
, !- Vertex 9 Y-coordinate {m}
, !- Vertex 9 Z-coordinate {m}
, !- Vertex 10 X-coordinate {m}
, !- Vertex 10 Y-coordinate {m}
, !- Vertex 10 Z-coordinate {m}
, !- Vertex 11 X-coordinate {m}
, !- Vertex 11 Y-coordinate {m}
, !- Vertex 11 Z-coordinate {m}
, !- Vertex 12 X-coordinate {m}
, !- Vertex 12 Y-coordinate {m}
, !- Vertex 12 Z-coordinate {m}
, !- Vertex 13 X-coordinate {m}
, !- Vertex 13 Y-coordinate {m}
, !- Vertex 13 Z-coordinate {m}
, !- Vertex 14 X-coordinate {m}
, !- Vertex 14 Y-coordinate {m}
, !- Vertex 14 Z-coordinate {m}
, !- Vertex 15 X-coordinate {m}
, !- Vertex 15 Y-coordinate {m}
, !- Vertex 15 Z-coordinate {m}
, !- Vertex 16 X-coordinate {m}
, !- Vertex 16 Y-coordinate {m}
, !- Vertex 16 Z-coordinate {m}
, !- Vertex 17 X-coordinate {m}
, !- Vertex 17 Y-coordinate {m}
, !- Vertex 17 Z-coordinate {m}
, !- Vertex 18 X-coordinate {m}
, !- Vertex 18 Y-coordinate {m}
, !- Vertex 18 Z-coordinate {m}
, !- Vertex 19 X-coordinate {m}
, !- Vertex 19 Y-coordinate {m}
, !- Vertex 19 Z-coordinate {m}
, !- Vertex 20 X-coordinate {m}
, !- Vertex 20 Y-coordinate {m}
; !- Vertex 20 Z-coordinate {m}
BuildingSurface:Detailed,
L1-104-Produce_Srf_8, !- Name
Wall, !- Surface Type
Hole, !- Construction Name
L1-104-Produce Thermal Zone, !- Zone Name
Surface, !- Outside Boundary Condition
L1-101-SalesAisle3_Srf_2,!- Outside Boundary Condition Object
NoSun, !- Sun Exposure
NoWind, !- Wind Exposure
, !- View Factor to Ground
4, !- Number of Vertices
53.005, !- Vertex 1 X-coordinate {m}
42.581, !- Vertex 1 Y-coordinate {m}
2.134, !- Vertex 1 Z-coordinate {m}
53.005, !- Vertex 2 X-coordinate {m}
42.581, !- Vertex 2 Y-coordinate {m}
0, !- Vertex 2 Z-coordinate {m}
51.474, !- Vertex 3 X-coordinate {m}
42.581, !- Vertex 3 Y-coordinate {m}
0, !- Vertex 3 Z-coordinate {m}
51.474, !- Vertex 4 X-coordinate {m}
42.581, !- Vertex 4 Y-coordinate {m}
2.134, !- Vertex 4 Z-coordinate {m}
, !- Vertex 5 X-coordinate {m}
, !- Vertex 5 Y-coordinate {m}
, !- Vertex 5 Z-coordinate {m}
, !- Vertex 6 X-coordinate {m}
, !- Vertex 6 Y-coordinate {m}
, !- Vertex 6 Z-coordinate {m}
, !- Vertex 7 X-coordinate {m}
, !- Vertex 7 Y-coordinate {m}
, !- Vertex 7 Z-coordinate {m}
, !- Vertex 8 X-coordinate {m}
, !- Vertex 8 Y-coordinate {m}
, !- Vertex 8 Z-coordinate {m}
, !- Vertex 9 X-coordinate {m}
, !- Vertex 9 Y-coordinate {m}
, !- Vertex 9 Z-coordinate {m}
, !- Vertex 10 X-coordinate {m}
, !- Vertex 10 Y-coordinate {m}
, !- Vertex 10 Z-coordinate {m}
, !- Vertex 11 X-coordinate {m}
, !- Vertex 11 Y-coordinate {m}
, !- Vertex 11 Z-coordinate {m}
, !- Vertex 12 X-coordinate {m}
, !- Vertex 12 Y-coordinate {m}
, !- Vertex 12 Z-coordinate {m}
, !- Vertex 13 X-coordinate {m}
, !- Vertex 13 Y-coordinate {m}
, !- Vertex 13 Z-coordinate {m}
, !- Vertex 14 X-coordinate {m}
, !- Vertex 14 Y-coordinate {m}
, !- Vertex 14 Z-coordinate {m}
, !- Vertex 15 X-coordinate {m}
, !- Vertex 15 Y-coordinate {m}
, !- Vertex 15 Z-coordinate {m}
, !- Vertex 16 X-coordinate {m}
, !- Vertex 16 Y-coordinate {m}
, !- Vertex 16 Z-coordinate {m}
, !- Vertex 17 X-coordinate {m}
, !- Vertex 17 Y-coordinate {m}
, !- Vertex 17 Z-coordinate {m}
, !- Vertex 18 X-coordinate {m}
, !- Vertex 18 Y-coordinate {m}
, !- Vertex 18 Z-coordinate {m}
, !- Vertex 19 X-coordinate {m}
, !- Vertex 19 Y-coordinate {m}
, !- Vertex 19 Z-coordinate {m}
, !- Vertex 20 X-coordinate {m}
, !- Vertex 20 Y-coordinate {m}
; !- Vertex 20 Z-coordinate {m}
BuildingSurface:Detailed,
L1-104-Produce_Srf_9, !- Name
Wall, !- Surface Type
Hole, !- Construction Name
L1-104-Produce Thermal Zone, !- Zone Name
Surface, !- Outside Boundary Condition
L1-101-SalesAisle2_Srf_4,!- Outside Boundary Condition Object
NoSun, !- Sun Exposure
NoWind, !- Wind Exposure
, !- View Factor to Ground
4, !- Number of Vertices
51.474, !- Vertex 1 X-coordinate {m}
42.581, !- Vertex 1 Y-coordinate {m}
2.134, !- Vertex 1 Z-coordinate {m}
51.474, !- Vertex 2 X-coordinate {m}
42.581, !- Vertex 2 Y-coordinate {m}
0, !- Vertex 2 Z-coordinate {m}
49.896, !- Vertex 3 X-coordinate {m}
42.581, !- Vertex 3 Y-coordinate {m}
0, !- Vertex 3 Z-coordinate {m}
49.896, !- Vertex 4 X-coordinate {m}
42.581, !- Vertex 4 Y-coordinate {m}
2.134, !- Vertex 4 Z-coordinate {m}
, !- Vertex 5 X-coordinate {m}
, !- Vertex 5 Y-coordinate {m}
, !- Vertex 5 Z-coordinate {m}
, !- Vertex 6 X-coordinate {m}
, !- Vertex 6 Y-coordinate {m}
, !- Vertex 6 Z-coordinate {m}
, !- Vertex 7 X-coordinate {m}
, !- Vertex 7 Y-coordinate {m}
, !- Vertex 7 Z-coordinate {m}
, !- Vertex 8 X-coordinate {m}
, !- Vertex 8 Y-coordinate {m}
, !- Vertex 8 Z-coordinate {m}
, !- Vertex 9 X-coordinate {m}
, !- Vertex 9 Y-coordinate {m}
, !- Vertex 9 Z-coordinate {m}
, !- Vertex 10 X-coordinate {m}
, !- Vertex 10 Y-coordinate {m}
, !- Vertex 10 Z-coordinate {m}
, !- Vertex 11 X-coordinate {m}
, !- Vertex 11 Y-coordinate {m}
, !- Vertex 11 Z-coordinate {m}
, !- Vertex 12 X-coordinate {m}
, !- Vertex 12 Y-coordinate {m}
, !- Vertex 12 Z-coordinate {m}
, !- Vertex 13 X-coordinate {m}
, !- Vertex 13 Y-coordinate {m}
, !- Vertex 13 Z-coordinate {m}
, !- Vertex 14 X-coordinate {m}
, !- Vertex 14 Y-coordinate {m}
, !- Vertex 14 Z-coordinate {m}
, !- Vertex 15 X-coordinate {m}
, !- Vertex 15 Y-coordinate {m}
, !- Vertex 15 Z-coordinate {m}
, !- Vertex 16 X-coordinate {m}
, !- Vertex 16 Y-coordinate {m}
, !- Vertex 16 Z-coordinate {m}
, !- Vertex 17 X-coordinate {m}
, !- Vertex 17 Y-coordinate {m}
, !- Vertex 17 Z-coordinate {m}
, !- Vertex 18 X-coordinate {m}
, !- Vertex 18 Y-coordinate {m}
, !- Vertex 18 Z-coordinate {m}
, !- Vertex 19 X-coordinate {m}
, !- Vertex 19 Y-coordinate {m}
, !- Vertex 19 Z-coordinate {m}
, !- Vertex 20 X-coordinate {m}
, !- Vertex 20 Y-coordinate {m}
; !- Vertex 20 Z-coordinate {m}
BuildingSurface:Detailed,
L1-104-ProduceCirculation_Srf_0, !- Name
Floor, !- Surface Type
Hole, !- Construction Name
L1-104-ProduceCirculation Thermal Zone, !- Zone Name
ground, !- Outside Boundary Condition
, !- Outside Boundary Condition Object
NoSun, !- Sun Exposure
NoWind, !- Wind Exposure
, !- View Factor to Ground
4, !- Number of Vertices
49.896, !- Vertex 1 X-coordinate {m}
43.769, !- Vertex 1 Y-coordinate {m}
0, !- Vertex 1 Z-coordinate {m}
49.896, !- Vertex 2 X-coordinate {m}
41.575, !- Vertex 2 Y-coordinate {m}
0, !- Vertex 2 Z-coordinate {m}
43.312, !- Vertex 3 X-coordinate {m}
41.575, !- Vertex 3 Y-coordinate {m}
0, !- Vertex 3 Z-coordinate {m}
43.312, !- Vertex 4 X-coordinate {m}
43.769, !- Vertex 4 Y-coordinate {m}
0, !- Vertex 4 Z-coordinate {m}
, !- Vertex 5 X-coordinate {m}
, !- Vertex 5 Y-coordinate {m}
, !- Vertex 5 Z-coordinate {m}
, !- Vertex 6 X-coordinate {m}
, !- Vertex 6 Y-coordinate {m}
, !- Vertex 6 Z-coordinate {m}
, !- Vertex 7 X-coordinate {m}
, !- Vertex 7 Y-coordinate {m}
, !- Vertex 7 Z-coordinate {m}
, !- Vertex 8 X-coordinate {m}
, !- Vertex 8 Y-coordinate {m}
, !- Vertex 8 Z-coordinate {m}
, !- Vertex 9 X-coordinate {m}
, !- Vertex 9 Y-coordinate {m}
, !- Vertex 9 Z-coordinate {m}
, !- Vertex 10 X-coordinate {m}
, !- Vertex 10 Y-coordinate {m}
, !- Vertex 10 Z-coordinate {m}
, !- Vertex 11 X-coordinate {m}
, !- Vertex 11 Y-coordinate {m}
, !- Vertex 11 Z-coordinate {m}
, !- Vertex 12 X-coordinate {m}
, !- Vertex 12 Y-coordinate {m}
, !- Vertex 12 Z-coordinate {m}
, !- Vertex 13 X-coordinate {m}
, !- Vertex 13 Y-coordinate {m}
, !- Vertex 13 Z-coordinate {m}
, !- Vertex 14 X-coordinate {m}
, !- Vertex 14 Y-coordinate {m}
, !- Vertex 14 Z-coordinate {m}
, !- Vertex 15 X-coordinate {m}
, !- Vertex 15 Y-coordinate {m}
, !- Vertex 15 Z-coordinate {m}
, !- Vertex 16 X-coordinate {m}
, !- Vertex 16 Y-coordinate {m}
, !- Vertex 16 Z-coordinate {m}
, !- Vertex 17 X-coordinate {m}
, !- Vertex 17 Y-coordinate {m}
, !- Vertex 17 Z-coordinate {m}
, !- Vertex 18 X-coordinate {m}
, !- Vertex 18 Y-coordinate {m}
, !- Vertex 18 Z-coordinate {m}
, !- Vertex 19 X-coordinate {m}
, !- Vertex 19 Y-coordinate {m}
, !- Vertex 19 Z-coordinate {m}
, !- Vertex 20 X-coordinate {m}
, !- Vertex 20 Y-coordinate {m}
; !- Vertex 20 Z-coordinate {m}
BuildingSurface:Detailed,
L1-104-ProduceCirculation_Srf_1, !- Name
Wall, !- Surface Type
Hole, !- Construction Name
L1-104-ProduceCirculation Thermal Zone, !- Zone Name
Surface, !- Outside Boundary Condition
L1-101-SalesAisleBulk_Srf_4, !- Outside Boundary Condition Object
NoSun, !- Sun Exposure
NoWind, !- Wind Exposure
, !- View Factor to Ground
4, !- Number of Vertices
48.128, !- Vertex 1 X-coordinate {m}
43.769, !- Vertex 1 Y-coordinate {m}
2.134, !- Vertex 1 Z-coordinate {m}
48.128, !- Vertex 2 X-coordinate {m}
43.769, !- Vertex 2 Y-coordinate {m}
0, !- Vertex 2 Z-coordinate {m}
45.872, !- Vertex 3 X-coordinate {m}
43.769, !- Vertex 3 Y-coordinate {m}
0, !- Vertex 3 Z-coordinate {m}
45.872, !- Vertex 4 X-coordinate {m}
43.769, !- Vertex 4 Y-coordinate {m}
2.134, !- Vertex 4 Z-coordinate {m}
, !- Vertex 5 X-coordinate {m}
, !- Vertex 5 Y-coordinate {m}
, !- Vertex 5 Z-coordinate {m}
, !- Vertex 6 X-coordinate {m}
, !- Vertex 6 Y-coordinate {m}
, !- Vertex 6 Z-coordinate {m}
, !- Vertex 7 X-coordinate {m}
, !- Vertex 7 Y-coordinate {m}
, !- Vertex 7 Z-coordinate {m}
, !- Vertex 8 X-coordinate {m}
, !- Vertex 8 Y-coordinate {m}
, !- Vertex 8 Z-coordinate {m}
, !- Vertex 9 X-coordinate {m}
, !- Vertex 9 Y-coordinate {m}
, !- Vertex 9 Z-coordinate {m}
, !- Vertex 10 X-coordinate {m}
, !- Vertex 10 Y-coordinate {m}
, !- Vertex 10 Z-coordinate {m}
, !- Vertex 11 X-coordinate {m}
, !- Vertex 11 Y-coordinate {m}
, !- Vertex 11 Z-coordinate {m}
, !- Vertex 12 X-coordinate {m}
, !- Vertex 12 Y-coordinate {m}
, !- Vertex 12 Z-coordinate {m}
, !- Vertex 13 X-coordinate {m}
, !- Vertex 13 Y-coordinate {m}
, !- Vertex 13 Z-coordinate {m}
, !- Vertex 14 X-coordinate {m}
, !- Vertex 14 Y-coordinate {m}
, !- Vertex 14 Z-coordinate {m}
, !- Vertex 15 X-coordinate {m}
, !- Vertex 15 Y-coordinate {m}
, !- Vertex 15 Z-coordinate {m}
, !- Vertex 16 X-coordinate {m}
, !- Vertex 16 Y-coordinate {m}
, !- Vertex 16 Z-coordinate {m}
, !- Vertex 17 X-coordinate {m}
, !- Vertex 17 Y-coordinate {m}
, !- Vertex 17 Z-coordinate {m}
, !- Vertex 18 X-coordinate {m}
, !- Vertex 18 Y-coordinate {m}
, !- Vertex 18 Z-coordinate {m}
, !- Vertex 19 X-coordinate {m}
, !- Vertex 19 Y-coordinate {m}
, !- Vertex 19 Z-coordinate {m}
, !- Vertex 20 X-coordinate {m}
, !- Vertex 20 Y-coordinate {m}
; !- Vertex 20 Z-coordinate {m}
BuildingSurface:Detailed,
L1-104-ProduceCirculation_Srf_10, !- Name
Roof, !- Surface Type
Roof_BOH, !- Construction Name
L1-104-ProduceCirculation Thermal Zone, !- Zone Name
Outdoors, !- Outside Boundary Condition
, !- Outside Boundary Condition Object
SunExposed, !- Sun Exposure
WindExposed, !- Wind Exposure
, !- View Factor to Ground
4, !- Number of Vertices
43.312, !- Vertex 1 X-coordinate {m}
43.769, !- Vertex 1 Y-coordinate {m}
2.134, !- Vertex 1 Z-coordinate {m}
43.312, !- Vertex 2 X-coordinate {m}
41.575, !- Vertex 2 Y-coordinate {m}
2.134, !- Vertex 2 Z-coordinate {m}
49.896, !- Vertex 3 X-coordinate {m}
41.575, !- Vertex 3 Y-coordinate {m}
2.134, !- Vertex 3 Z-coordinate {m}
49.896, !- Vertex 4 X-coordinate {m}
43.769, !- Vertex 4 Y-coordinate {m}
2.134, !- Vertex 4 Z-coordinate {m}
, !- Vertex 5 X-coordinate {m}
, !- Vertex 5 Y-coordinate {m}
, !- Vertex 5 Z-coordinate {m}
, !- Vertex 6 X-coordinate {m}
, !- Vertex 6 Y-coordinate {m}
, !- Vertex 6 Z-coordinate {m}
, !- Vertex 7 X-coordinate {m}
, !- Vertex 7 Y-coordinate {m}
, !- Vertex 7 Z-coordinate {m}
, !- Vertex 8 X-coordinate {m}
, !- Vertex 8 Y-coordinate {m}
, !- Vertex 8 Z-coordinate {m}
, !- Vertex 9 X-coordinate {m}
, !- Vertex 9 Y-coordinate {m}
, !- Vertex 9 Z-coordinate {m}
, !- Vertex 10 X-coordinate {m}
, !- Vertex 10 Y-coordinate {m}
, !- Vertex 10 Z-coordinate {m}
, !- Vertex 11 X-coordinate {m}
, !- Vertex 11 Y-coordinate {m}
, !- Vertex 11 Z-coordinate {m}
, !- Vertex 12 X-coordinate {m}
, !- Vertex 12 Y-coordinate {m}
, !- Vertex 12 Z-coordinate {m}
, !- Vertex 13 X-coordinate {m}
, !- Vertex 13 Y-coordinate {m}
, !- Vertex 13 Z-coordinate {m}
, !- Vertex 14 X-coordinate {m}
, !- Vertex 14 Y-coordinate {m}
, !- Vertex 14 Z-coordinate {m}
, !- Vertex 15 X-coordinate {m}
, !- Vertex 15 Y-coordinate {m}
, !- Vertex 15 Z-coordinate {m}
, !- Vertex 16 X-coordinate {m}
, !- Vertex 16 Y-coordinate {m}
, !- Vertex 16 Z-coordinate {m}
, !- Vertex 17 X-coordinate {m}
, !- Vertex 17 Y-coordinate {m}
, !- Vertex 17 Z-coordinate {m}
, !- Vertex 18 X-coordinate {m}
, !- Vertex 18 Y-coordinate {m}
, !- Vertex 18 Z-coordinate {m}
, !- Vertex 19 X-coordinate {m}
, !- Vertex 19 Y-coordinate {m}
, !- Vertex 19 Z-coordinate {m}
, !- Vertex 20 X-coordinate {m}
, !- Vertex 20 Y-coordinate {m}
; !- Vertex 20 Z-coordinate {m}
BuildingSurface:Detailed,
L1-104-ProduceCirculation_Srf_2, !- Name
Wall, !- Surface Type
Hole, !- Construction Name
L1-104-ProduceCirculation Thermal Zone, !- Zone Name
Surface, !- Outside Boundary Condition
L1-101-SalesRefrigerationReachInDairy1_Srf_2, !- Outside Boundary Condition Object
NoSun, !- Sun Exposure
NoWind, !- Wind Exposure
, !- View Factor to Ground
4, !- Number of Vertices
45.872, !- Vertex 1 X-coordinate {m}
43.769, !- Vertex 1 Y-coordinate {m}
2.134, !- Vertex 1 Z-coordinate {m}
45.872, !- Vertex 2 X-coordinate {m}
43.769, !- Vertex 2 Y-coordinate {m}
0, !- Vertex 2 Z-coordinate {m}
43.312, !- Vertex 3 X-coordinate {m}
43.769, !- Vertex 3 Y-coordinate {m}
0, !- Vertex 3 Z-coordinate {m}
43.312, !- Vertex 4 X-coordinate {m}
43.769, !- Vertex 4 Y-coordinate {m}
2.134, !- Vertex 4 Z-coordinate {m}
, !- Vertex 5 X-coordinate {m}
, !- Vertex 5 Y-coordinate {m}
, !- Vertex 5 Z-coordinate {m}
, !- Vertex 6 X-coordinate {m}
, !- Vertex 6 Y-coordinate {m}
, !- Vertex 6 Z-coordinate {m}
, !- Vertex 7 X-coordinate {m}
, !- Vertex 7 Y-coordinate {m}
, !- Vertex 7 Z-coordinate {m}
, !- Vertex 8 X-coordinate {m}
, !- Vertex 8 Y-coordinate {m}
, !- Vertex 8 Z-coordinate {m}
, !- Vertex 9 X-coordinate {m}
, !- Vertex 9 Y-coordinate {m}
, !- Vertex 9 Z-coordinate {m}
, !- Vertex 10 X-coordinate {m}
, !- Vertex 10 Y-coordinate {m}
, !- Vertex 10 Z-coordinate {m}
, !- Vertex 11 X-coordinate {m}
, !- Vertex 11 Y-coordinate {m}
, !- Vertex 11 Z-coordinate {m}
, !- Vertex 12 X-coordinate {m}
, !- Vertex 12 Y-coordinate {m}
, !- Vertex 12 Z-coordinate {m}
, !- Vertex 13 X-coordinate {m}
, !- Vertex 13 Y-coordinate {m}
, !- Vertex 13 Z-coordinate {m}
, !- Vertex 14 X-coordinate {m}
, !- Vertex 14 Y-coordinate {m}
, !- Vertex 14 Z-coordinate {m}
, !- Vertex 15 X-coordinate {m}
, !- Vertex 15 Y-coordinate {m}
, !- Vertex 15 Z-coordinate {m}
, !- Vertex 16 X-coordinate {m}
, !- Vertex 16 Y-coordinate {m}
, !- Vertex 16 Z-coordinate {m}
, !- Vertex 17 X-coordinate {m}
, !- Vertex 17 Y-coordinate {m}
, !- Vertex 17 Z-coordinate {m}
, !- Vertex 18 X-coordinate {m}
, !- Vertex 18 Y-coordinate {m}
, !- Vertex 18 Z-coordinate {m}
, !- Vertex 19 X-coordinate {m}
, !- Vertex 19 Y-coordinate {m}
, !- Vertex 19 Z-coordinate {m}
, !- Vertex 20 X-coordinate {m}
, !- Vertex 20 Y-coordinate {m}
; !- Vertex 20 Z-coordinate {m}
BuildingSurface:Detailed,
L1-104-ProduceCirculation_Srf_3, !- Name
Wall, !- Surface Type
Hole, !- Construction Name
L1-104-ProduceCirculation Thermal Zone, !- Zone Name
Surface, !- Outside Boundary Condition
L1-110-ProducePrep_Srf_7,!- Outside Boundary Condition Object
NoSun, !- Sun Exposure
NoWind, !- Wind Exposure
, !- View Factor to Ground
4, !- Number of Vertices
43.312, !- Vertex 1 X-coordinate {m}
43.769, !- Vertex 1 Y-coordinate {m}
2.134, !- Vertex 1 Z-coordinate {m}
43.312, !- Vertex 2 X-coordinate {m}
43.769, !- Vertex 2 Y-coordinate {m}
0, !- Vertex 2 Z-coordinate {m}
43.312, !- Vertex 3 X-coordinate {m}
41.575, !- Vertex 3 Y-coordinate {m}
0, !- Vertex 3 Z-coordinate {m}
43.312, !- Vertex 4 X-coordinate {m}
41.575, !- Vertex 4 Y-coordinate {m}
2.134, !- Vertex 4 Z-coordinate {m}
, !- Vertex 5 X-coordinate {m}
, !- Vertex 5 Y-coordinate {m}
, !- Vertex 5 Z-coordinate {m}
, !- Vertex 6 X-coordinate {m}
, !- Vertex 6 Y-coordinate {m}
, !- Vertex 6 Z-coordinate {m}
, !- Vertex 7 X-coordinate {m}
, !- Vertex 7 Y-coordinate {m}
, !- Vertex 7 Z-coordinate {m}
, !- Vertex 8 X-coordinate {m}
, !- Vertex 8 Y-coordinate {m}
, !- Vertex 8 Z-coordinate {m}
, !- Vertex 9 X-coordinate {m}
, !- Vertex 9 Y-coordinate {m}
, !- Vertex 9 Z-coordinate {m}
, !- Vertex 10 X-coordinate {m}
, !- Vertex 10 Y-coordinate {m}
, !- Vertex 10 Z-coordinate {m}
, !- Vertex 11 X-coordinate {m}
, !- Vertex 11 Y-coordinate {m}
, !- Vertex 11 Z-coordinate {m}
, !- Vertex 12 X-coordinate {m}
, !- Vertex 12 Y-coordinate {m}
, !- Vertex 12 Z-coordinate {m}
, !- Vertex 13 X-coordinate {m}
, !- Vertex 13 Y-coordinate {m}
, !- Vertex 13 Z-coordinate {m}
, !- Vertex 14 X-coordinate {m}
, !- Vertex 14 Y-coordinate {m}
, !- Vertex 14 Z-coordinate {m}
, !- Vertex 15 X-coordinate {m}
, !- Vertex 15 Y-coordinate {m}
, !- Vertex 15 Z-coordinate {m}
, !- Vertex 16 X-coordinate {m}
, !- Vertex 16 Y-coordinate {m}
, !- Vertex 16 Z-coordinate {m}
, !- Vertex 17 X-coordinate {m}
, !- Vertex 17 Y-coordinate {m}
, !- Vertex 17 Z-coordinate {m}
, !- Vertex 18 X-coordinate {m}
, !- Vertex 18 Y-coordinate {m}
, !- Vertex 18 Z-coordinate {m}
, !- Vertex 19 X-coordinate {m}
, !- Vertex 19 Y-coordinate {m}
, !- Vertex 19 Z-coordinate {m}
, !- Vertex 20 X-coordinate {m}
, !- Vertex 20 Y-coordinate {m}
; !- Vertex 20 Z-coordinate {m}
BuildingSurface:Detailed,
L1-104-ProduceCirculation_Srf_4, !- Name
Wall, !- Surface Type
Hole, !- Construction Name
L1-104-ProduceCirculation Thermal Zone, !- Zone Name
Surface, !- Outside Boundary Condition
L1-110-ProducePrep_Srf_6,!- Outside Boundary Condition Object
NoSun, !- Sun Exposure
NoWind, !- Wind Exposure
, !- View Factor to Ground
4, !- Number of Vertices
43.312, !- Vertex 1 X-coordinate {m}
41.575, !- Vertex 1 Y-coordinate {m}
2.134, !- Vertex 1 Z-coordinate {m}
43.312, !- Vertex 2 X-coordinate {m}
41.575, !- Vertex 2 Y-coordinate {m}
0, !- Vertex 2 Z-coordinate {m}
44.444, !- Vertex 3 X-coordinate {m}
41.575, !- Vertex 3 Y-coordinate {m}
0, !- Vertex 3 Z-coordinate {m}
44.444, !- Vertex 4 X-coordinate {m}
41.575, !- Vertex 4 Y-coordinate {m}
2.134, !- Vertex 4 Z-coordinate {m}
, !- Vertex 5 X-coordinate {m}
, !- Vertex 5 Y-coordinate {m}
, !- Vertex 5 Z-coordinate {m}
, !- Vertex 6 X-coordinate {m}
, !- Vertex 6 Y-coordinate {m}
, !- Vertex 6 Z-coordinate {m}
, !- Vertex 7 X-coordinate {m}
, !- Vertex 7 Y-coordinate {m}
, !- Vertex 7 Z-coordinate {m}
, !- Vertex 8 X-coordinate {m}
, !- Vertex 8 Y-coordinate {m}
, !- Vertex 8 Z-coordinate {m}
, !- Vertex 9 X-coordinate {m}
, !- Vertex 9 Y-coordinate {m}
, !- Vertex 9 Z-coordinate {m}
, !- Vertex 10 X-coordinate {m}
, !- Vertex 10 Y-coordinate {m}
, !- Vertex 10 Z-coordinate {m}
, !- Vertex 11 X-coordinate {m}
, !- Vertex 11 Y-coordinate {m}
, !- Vertex 11 Z-coordinate {m}
, !- Vertex 12 X-coordinate {m}
, !- Vertex 12 Y-coordinate {m}
, !- Vertex 12 Z-coordinate {m}
, !- Vertex 13 X-coordinate {m}
, !- Vertex 13 Y-coordinate {m}
, !- Vertex 13 Z-coordinate {m}
, !- Vertex 14 X-coordinate {m}
, !- Vertex 14 Y-coordinate {m}
, !- Vertex 14 Z-coordinate {m}
, !- Vertex 15 X-coordinate {m}
, !- Vertex 15 Y-coordinate {m}
, !- Vertex 15 Z-coordinate {m}
, !- Vertex 16 X-coordinate {m}
, !- Vertex 16 Y-coordinate {m}
, !- Vertex 16 Z-coordinate {m}
, !- Vertex 17 X-coordinate {m}
, !- Vertex 17 Y-coordinate {m}
, !- Vertex 17 Z-coordinate {m}
, !- Vertex 18 X-coordinate {m}
, !- Vertex 18 Y-coordinate {m}
, !- Vertex 18 Z-coordinate {m}
, !- Vertex 19 X-coordinate {m}
, !- Vertex 19 Y-coordinate {m}
, !- Vertex 19 Z-coordinate {m}
, !- Vertex 20 X-coordinate {m}
, !- Vertex 20 Y-coordinate {m}
; !- Vertex 20 Z-coordinate {m}
BuildingSurface:Detailed,
L1-104-ProduceCirculation_Srf_5, !- Name
Wall, !- Surface Type
Hole, !- Construction Name
L1-104-ProduceCirculation Thermal Zone, !- Zone Name
Surface, !- Outside Boundary Condition
L1-104-ProduceCoolers3_Srf_3, !- Outside Boundary Condition Object
NoSun, !- Sun Exposure
NoWind, !- Wind Exposure
, !- View Factor to Ground
4, !- Number of Vertices
44.444, !- Vertex 1 X-coordinate {m}
41.575, !- Vertex 1 Y-coordinate {m}
2.134, !- Vertex 1 Z-coordinate {m}
44.444, !- Vertex 2 X-coordinate {m}
41.575, !- Vertex 2 Y-coordinate {m}
0, !- Vertex 2 Z-coordinate {m}
47.061, !- Vertex 3 X-coordinate {m}
41.575, !- Vertex 3 Y-coordinate {m}
0, !- Vertex 3 Z-coordinate {m}
47.061, !- Vertex 4 X-coordinate {m}
41.575, !- Vertex 4 Y-coordinate {m}
2.134, !- Vertex 4 Z-coordinate {m}
, !- Vertex 5 X-coordinate {m}
, !- Vertex 5 Y-coordinate {m}
, !- Vertex 5 Z-coordinate {m}
, !- Vertex 6 X-coordinate {m}
, !- Vertex 6 Y-coordinate {m}
, !- Vertex 6 Z-coordinate {m}
, !- Vertex 7 X-coordinate {m}
, !- Vertex 7 Y-coordinate {m}
, !- Vertex 7 Z-coordinate {m}
, !- Vertex 8 X-coordinate {m}
, !- Vertex 8 Y-coordinate {m}
, !- Vertex 8 Z-coordinate {m}
, !- Vertex 9 X-coordinate {m}
, !- Vertex 9 Y-coordinate {m}
, !- Vertex 9 Z-coordinate {m}
, !- Vertex 10 X-coordinate {m}
, !- Vertex 10 Y-coordinate {m}
, !- Vertex 10 Z-coordinate {m}
, !- Vertex 11 X-coordinate {m}
, !- Vertex 11 Y-coordinate {m}
, !- Vertex 11 Z-coordinate {m}
, !- Vertex 12 X-coordinate {m}
, !- Vertex 12 Y-coordinate {m}
, !- Vertex 12 Z-coordinate {m}
, !- Vertex 13 X-coordinate {m}
, !- Vertex 13 Y-coordinate {m}
, !- Vertex 13 Z-coordinate {m}
, !- Vertex 14 X-coordinate {m}
, !- Vertex 14 Y-coordinate {m}
, !- Vertex 14 Z-coordinate {m}
, !- Vertex 15 X-coordinate {m}
, !- Vertex 15 Y-coordinate {m}
, !- Vertex 15 Z-coordinate {m}
, !- Vertex 16 X-coordinate {m}
, !- Vertex 16 Y-coordinate {m}
, !- Vertex 16 Z-coordinate {m}
, !- Vertex 17 X-coordinate {m}
, !- Vertex 17 Y-coordinate {m}
, !- Vertex 17 Z-coordinate {m}
, !- Vertex 18 X-coordinate {m}
, !- Vertex 18 Y-coordinate {m}
, !- Vertex 18 Z-coordinate {m}
, !- Vertex 19 X-coordinate {m}
, !- Vertex 19 Y-coordinate {m}
, !- Vertex 19 Z-coordinate {m}
, !- Vertex 20 X-coordinate {m}
, !- Vertex 20 Y-coordinate {m}
; !- Vertex 20 Z-coordinate {m}
BuildingSurface:Detailed,
L1-104-ProduceCirculation_Srf_6, !- Name
Wall, !- Surface Type
Hole, !- Construction Name
L1-104-ProduceCirculation Thermal Zone, !- Zone Name
Surface, !- Outside Boundary Condition
L1-104-Produce_Srf_11, !- Outside Boundary Condition Object
NoSun, !- Sun Exposure
NoWind, !- Wind Exposure
, !- View Factor to Ground
4, !- Number of Vertices
47.061, !- Vertex 1 X-coordinate {m}
41.575, !- Vertex 1 Y-coordinate {m}
2.134, !- Vertex 1 Z-coordinate {m}
47.061, !- Vertex 2 X-coordinate {m}
41.575, !- Vertex 2 Y-coordinate {m}
0, !- Vertex 2 Z-coordinate {m}
49.896, !- Vertex 3 X-coordinate {m}
41.575, !- Vertex 3 Y-coordinate {m}
0, !- Vertex 3 Z-coordinate {m}
49.896, !- Vertex 4 X-coordinate {m}
41.575, !- Vertex 4 Y-coordinate {m}
2.134, !- Vertex 4 Z-coordinate {m}
, !- Vertex 5 X-coordinate {m}
, !- Vertex 5 Y-coordinate {m}
, !- Vertex 5 Z-coordinate {m}
, !- Vertex 6 X-coordinate {m}
, !- Vertex 6 Y-coordinate {m}
, !- Vertex 6 Z-coordinate {m}
, !- Vertex 7 X-coordinate {m}
, !- Vertex 7 Y-coordinate {m}
, !- Vertex 7 Z-coordinate {m}
, !- Vertex 8 X-coordinate {m}
, !- Vertex 8 Y-coordinate {m}
, !- Vertex 8 Z-coordinate {m}
, !- Vertex 9 X-coordinate {m}
, !- Vertex 9 Y-coordinate {m}
, !- Vertex 9 Z-coordinate {m}
, !- Vertex 10 X-coordinate {m}
, !- Vertex 10 Y-coordinate {m}
, !- Vertex 10 Z-coordinate {m}
, !- Vertex 11 X-coordinate {m}
, !- Vertex 11 Y-coordinate {m}
, !- Vertex 11 Z-coordinate {m}
, !- Vertex 12 X-coordinate {m}
, !- Vertex 12 Y-coordinate {m}
, !- Vertex 12 Z-coordinate {m}
, !- Vertex 13 X-coordinate {m}
, !- Vertex 13 Y-coordinate {m}
, !- Vertex 13 Z-coordinate {m}
, !- Vertex 14 X-coordinate {m}
, !- Vertex 14 Y-coordinate {m}
, !- Vertex 14 Z-coordinate {m}
, !- Vertex 15 X-coordinate {m}
, !- Vertex 15 Y-coordinate {m}
, !- Vertex 15 Z-coordinate {m}
, !- Vertex 16 X-coordinate {m}
, !- Vertex 16 Y-coordinate {m}
, !- Vertex 16 Z-coordinate {m}
, !- Vertex 17 X-coordinate {m}
, !- Vertex 17 Y-coordinate {m}
, !- Vertex 17 Z-coordinate {m}
, !- Vertex 18 X-coordinate {m}
, !- Vertex 18 Y-coordinate {m}
, !- Vertex 18 Z-coordinate {m}
, !- Vertex 19 X-coordinate {m}
, !- Vertex 19 Y-coordinate {m}
, !- Vertex 19 Z-coordinate {m}
, !- Vertex 20 X-coordinate {m}
, !- Vertex 20 Y-coordinate {m}
; !- Vertex 20 Z-coordinate {m}
BuildingSurface:Detailed,
L1-104-ProduceCirculation_Srf_7, !- Name
Wall, !- Surface Type
Hole, !- Construction Name
L1-104-ProduceCirculation Thermal Zone, !- Zone Name
Surface, !- Outside Boundary Condition
L1-104-Produce_Srf_10, !- Outside Boundary Condition Object
NoSun, !- Sun Exposure
NoWind, !- Wind Exposure
, !- View Factor to Ground
4, !- Number of Vertices
49.896, !- Vertex 1 X-coordinate {m}
41.575, !- Vertex 1 Y-coordinate {m}
2.134, !- Vertex 1 Z-coordinate {m}
49.896, !- Vertex 2 X-coordinate {m}
41.575, !- Vertex 2 Y-coordinate {m}
0, !- Vertex 2 Z-coordinate {m}
49.896, !- Vertex 3 X-coordinate {m}
42.581, !- Vertex 3 Y-coordinate {m}
0, !- Vertex 3 Z-coordinate {m}
49.896, !- Vertex 4 X-coordinate {m}
42.581, !- Vertex 4 Y-coordinate {m}
2.134, !- Vertex 4 Z-coordinate {m}
, !- Vertex 5 X-coordinate {m}
, !- Vertex 5 Y-coordinate {m}
, !- Vertex 5 Z-coordinate {m}
, !- Vertex 6 X-coordinate {m}
, !- Vertex 6 Y-coordinate {m}
, !- Vertex 6 Z-coordinate {m}
, !- Vertex 7 X-coordinate {m}
, !- Vertex 7 Y-coordinate {m}
, !- Vertex 7 Z-coordinate {m}
, !- Vertex 8 X-coordinate {m}
, !- Vertex 8 Y-coordinate {m}
, !- Vertex 8 Z-coordinate {m}
, !- Vertex 9 X-coordinate {m}
, !- Vertex 9 Y-coordinate {m}
, !- Vertex 9 Z-coordinate {m}
, !- Vertex 10 X-coordinate {m}
, !- Vertex 10 Y-coordinate {m}
, !- Vertex 10 Z-coordinate {m}
, !- Vertex 11 X-coordinate {m}
, !- Vertex 11 Y-coordinate {m}
, !- Vertex 11 Z-coordinate {m}
, !- Vertex 12 X-coordinate {m}
, !- Vertex 12 Y-coordinate {m}
, !- Vertex 12 Z-coordinate {m}
, !- Vertex 13 X-coordinate {m}
, !- Vertex 13 Y-coordinate {m}
, !- Vertex 13 Z-coordinate {m}
, !- Vertex 14 X-coordinate {m}
, !- Vertex 14 Y-coordinate {m}
, !- Vertex 14 Z-coordinate {m}
, !- Vertex 15 X-coordinate {m}
, !- Vertex 15 Y-coordinate {m}
, !- Vertex 15 Z-coordinate {m}
, !- Vertex 16 X-coordinate {m}
, !- Vertex 16 Y-coordinate {m}
, !- Vertex 16 Z-coordinate {m}
, !- Vertex 17 X-coordinate {m}
, !- Vertex 17 Y-coordinate {m}
, !- Vertex 17 Z-coordinate {m}
, !- Vertex 18 X-coordinate {m}
, !- Vertex 18 Y-coordinate {m}
, !- Vertex 18 Z-coordinate {m}
, !- Vertex 19 X-coordinate {m}
, !- Vertex 19 Y-coordinate {m}
, !- Vertex 19 Z-coordinate {m}
, !- Vertex 20 X-coordinate {m}
, !- Vertex 20 Y-coordinate {m}
; !- Vertex 20 Z-coordinate {m}
BuildingSurface:Detailed,
L1-104-ProduceCirculation_Srf_8, !- Name
Wall, !- Surface Type
Hole, !- Construction Name
L1-104-ProduceCirculation Thermal Zone, !- Zone Name
Surface, !- Outside Boundary Condition
L1-101-SalesAisle2_Srf_3,!- Outside Boundary Condition Object
NoSun, !- Sun Exposure
NoWind, !- Wind Exposure
, !- View Factor to Ground
4, !- Number of Vertices
49.896, !- Vertex 1 X-coordinate {m}
42.581, !- Vertex 1 Y-coordinate {m}
2.134, !- Vertex 1 Z-coordinate {m}
49.896, !- Vertex 2 X-coordinate {m}
42.581, !- Vertex 2 Y-coordinate {m}
0, !- Vertex 2 Z-coordinate {m}
49.896, !- Vertex 3 X-coordinate {m}
43.769, !- Vertex 3 Y-coordinate {m}
0, !- Vertex 3 Z-coordinate {m}
49.896, !- Vertex 4 X-coordinate {m}
43.769, !- Vertex 4 Y-coordinate {m}
2.134, !- Vertex 4 Z-coordinate {m}
, !- Vertex 5 X-coordinate {m}
, !- Vertex 5 Y-coordinate {m}
, !- Vertex 5 Z-coordinate {m}
, !- Vertex 6 X-coordinate {m}
, !- Vertex 6 Y-coordinate {m}
, !- Vertex 6 Z-coordinate {m}
, !- Vertex 7 X-coordinate {m}
, !- Vertex 7 Y-coordinate {m}
, !- Vertex 7 Z-coordinate {m}
, !- Vertex 8 X-coordinate {m}
, !- Vertex 8 Y-coordinate {m}
, !- Vertex 8 Z-coordinate {m}
, !- Vertex 9 X-coordinate {m}
, !- Vertex 9 Y-coordinate {m}
, !- Vertex 9 Z-coordinate {m}
, !- Vertex 10 X-coordinate {m}
, !- Vertex 10 Y-coordinate {m}
, !- Vertex 10 Z-coordinate {m}
, !- Vertex 11 X-coordinate {m}
, !- Vertex 11 Y-coordinate {m}
, !- Vertex 11 Z-coordinate {m}
, !- Vertex 12 X-coordinate {m}
, !- Vertex 12 Y-coordinate {m}
, !- Vertex 12 Z-coordinate {m}
, !- Vertex 13 X-coordinate {m}
, !- Vertex 13 Y-coordinate {m}
, !- Vertex 13 Z-coordinate {m}
, !- Vertex 14 X-coordinate {m}
, !- Vertex 14 Y-coordinate {m}
, !- Vertex 14 Z-coordinate {m}
, !- Vertex 15 X-coordinate {m}
, !- Vertex 15 Y-coordinate {m}
, !- Vertex 15 Z-coordinate {m}
, !- Vertex 16 X-coordinate {m}
, !- Vertex 16 Y-coordinate {m}
, !- Vertex 16 Z-coordinate {m}
, !- Vertex 17 X-coordinate {m}
, !- Vertex 17 Y-coordinate {m}
, !- Vertex 17 Z-coordinate {m}
, !- Vertex 18 X-coordinate {m}
, !- Vertex 18 Y-coordinate {m}
, !- Vertex 18 Z-coordinate {m}
, !- Vertex 19 X-coordinate {m}
, !- Vertex 19 Y-coordinate {m}
, !- Vertex 19 Z-coordinate {m}
, !- Vertex 20 X-coordinate {m}
, !- Vertex 20 Y-coordinate {m}
; !- Vertex 20 Z-coordinate {m}
BuildingSurface:Detailed,
L1-104-ProduceCirculation_Srf_9, !- Name
Wall, !- Surface Type
Hole, !- Construction Name
L1-104-ProduceCirculation Thermal Zone, !- Zone Name
Surface, !- Outside Boundary Condition
L1-101-SalesAisle1_Srf_2,!- Outside Boundary Condition Object
NoSun, !- Sun Exposure
NoWind, !- Wind Exposure
, !- View Factor to Ground
4, !- Number of Vertices
49.896, !- Vertex 1 X-coordinate {m}
43.769, !- Vertex 1 Y-coordinate {m}
2.134, !- Vertex 1 Z-coordinate {m}
49.896, !- Vertex 2 X-coordinate {m}
43.769, !- Vertex 2 Y-coordinate {m}
0, !- Vertex 2 Z-coordinate {m}
48.128, !- Vertex 3 X-coordinate {m}
43.769, !- Vertex 3 Y-coordinate {m}
0, !- Vertex 3 Z-coordinate {m}
48.128, !- Vertex 4 X-coordinate {m}
43.769, !- Vertex 4 Y-coordinate {m}
2.134, !- Vertex 4 Z-coordinate {m}
, !- Vertex 5 X-coordinate {m}
, !- Vertex 5 Y-coordinate {m}
, !- Vertex 5 Z-coordinate {m}
, !- Vertex 6 X-coordinate {m}
, !- Vertex 6 Y-coordinate {m}
, !- Vertex 6 Z-coordinate {m}
, !- Vertex 7 X-coordinate {m}
, !- Vertex 7 Y-coordinate {m}
, !- Vertex 7 Z-coordinate {m}
, !- Vertex 8 X-coordinate {m}
, !- Vertex 8 Y-coordinate {m}
, !- Vertex 8 Z-coordinate {m}
, !- Vertex 9 X-coordinate {m}
, !- Vertex 9 Y-coordinate {m}
, !- Vertex 9 Z-coordinate {m}
, !- Vertex 10 X-coordinate {m}
, !- Vertex 10 Y-coordinate {m}
, !- Vertex 10 Z-coordinate {m}
, !- Vertex 11 X-coordinate {m}
, !- Vertex 11 Y-coordinate {m}
, !- Vertex 11 Z-coordinate {m}
, !- Vertex 12 X-coordinate {m}
, !- Vertex 12 Y-coordinate {m}
, !- Vertex 12 Z-coordinate {m}
, !- Vertex 13 X-coordinate {m}
, !- Vertex 13 Y-coordinate {m}
, !- Vertex 13 Z-coordinate {m}
, !- Vertex 14 X-coordinate {m}
, !- Vertex 14 Y-coordinate {m}
, !- Vertex 14 Z-coordinate {m}
, !- Vertex 15 X-coordinate {m}
, !- Vertex 15 Y-coordinate {m}
, !- Vertex 15 Z-coordinate {m}
, !- Vertex 16 X-coordinate {m}
, !- Vertex 16 Y-coordinate {m}
, !- Vertex 16 Z-coordinate {m}
, !- Vertex 17 X-coordinate {m}
, !- Vertex 17 Y-coordinate {m}
, !- Vertex 17 Z-coordinate {m}
, !- Vertex 18 X-coordinate {m}
, !- Vertex 18 Y-coordinate {m}
, !- Vertex 18 Z-coordinate {m}
, !- Vertex 19 X-coordinate {m}
, !- Vertex 19 Y-coordinate {m}
, !- Vertex 19 Z-coordinate {m}
, !- Vertex 20 X-coordinate {m}
, !- Vertex 20 Y-coordinate {m}
; !- Vertex 20 Z-coordinate {m}
BuildingSurface:Detailed,
L1-104-ProduceCoolers1_Srf_0, !- Name
Floor, !- Surface Type
Hole, !- Construction Name
L1-104-ProduceCoolers1 Thermal Zone, !- Zone Name
ground, !- Outside Boundary Condition
, !- Outside Boundary Condition Object
NoSun, !- Sun Exposure
NoWind, !- Wind Exposure
, !- View Factor to Ground
5, !- Number of Vertices
52.182, !- Vertex 1 X-coordinate {m}
28.164, !- Vertex 1 Y-coordinate {m}
0, !- Vertex 1 Z-coordinate {m}
52.192, !- Vertex 2 X-coordinate {m}
25.878, !- Vertex 2 Y-coordinate {m}
0, !- Vertex 2 Z-coordinate {m}
45.966, !- Vertex 3 X-coordinate {m}
25.878, !- Vertex 3 Y-coordinate {m}
0, !- Vertex 3 Z-coordinate {m}
45.966, !- Vertex 4 X-coordinate {m}
27.219, !- Vertex 4 Y-coordinate {m}
0, !- Vertex 4 Z-coordinate {m}
47.061, !- Vertex 5 X-coordinate {m}
28.164, !- Vertex 5 Y-coordinate {m}
0, !- Vertex 5 Z-coordinate {m}
, !- Vertex 6 X-coordinate {m}
, !- Vertex 6 Y-coordinate {m}
, !- Vertex 6 Z-coordinate {m}
, !- Vertex 7 X-coordinate {m}
, !- Vertex 7 Y-coordinate {m}
, !- Vertex 7 Z-coordinate {m}
, !- Vertex 8 X-coordinate {m}
, !- Vertex 8 Y-coordinate {m}
, !- Vertex 8 Z-coordinate {m}
, !- Vertex 9 X-coordinate {m}
, !- Vertex 9 Y-coordinate {m}
, !- Vertex 9 Z-coordinate {m}
, !- Vertex 10 X-coordinate {m}
, !- Vertex 10 Y-coordinate {m}
, !- Vertex 10 Z-coordinate {m}
, !- Vertex 11 X-coordinate {m}
, !- Vertex 11 Y-coordinate {m}
, !- Vertex 11 Z-coordinate {m}
, !- Vertex 12 X-coordinate {m}
, !- Vertex 12 Y-coordinate {m}
, !- Vertex 12 Z-coordinate {m}
, !- Vertex 13 X-coordinate {m}
, !- Vertex 13 Y-coordinate {m}
, !- Vertex 13 Z-coordinate {m}
, !- Vertex 14 X-coordinate {m}
, !- Vertex 14 Y-coordinate {m}
, !- Vertex 14 Z-coordinate {m}
, !- Vertex 15 X-coordinate {m}
, !- Vertex 15 Y-coordinate {m}
, !- Vertex 15 Z-coordinate {m}
, !- Vertex 16 X-coordinate {m}
, !- Vertex 16 Y-coordinate {m}
, !- Vertex 16 Z-coordinate {m}
, !- Vertex 17 X-coordinate {m}
, !- Vertex 17 Y-coordinate {m}
, !- Vertex 17 Z-coordinate {m}
, !- Vertex 18 X-coordinate {m}
, !- Vertex 18 Y-coordinate {m}
, !- Vertex 18 Z-coordinate {m}
, !- Vertex 19 X-coordinate {m}
, !- Vertex 19 Y-coordinate {m}
, !- Vertex 19 Z-coordinate {m}
, !- Vertex 20 X-coordinate {m}
, !- Vertex 20 Y-coordinate {m}
; !- Vertex 20 Z-coordinate {m}
BuildingSurface:Detailed,
L1-104-ProduceCoolers1_Srf_1, !- Name
Wall, !- Surface Type
Hole, !- Construction Name
L1-104-ProduceCoolers1 Thermal Zone, !- Zone Name
Surface, !- Outside Boundary Condition
L1-101-SalesCirculation1_Srf_5, !- Outside Boundary Condition Object
NoSun, !- Sun Exposure
NoWind, !- Wind Exposure
, !- View Factor to Ground
4, !- Number of Vertices
52.182, !- Vertex 1 X-coordinate {m}
26.949, !- Vertex 1 Y-coordinate {m}
2.134, !- Vertex 1 Z-coordinate {m}
52.182, !- Vertex 2 X-coordinate {m}
26.949, !- Vertex 2 Y-coordinate {m}
0, !- Vertex 2 Z-coordinate {m}
52.182, !- Vertex 3 X-coordinate {m}
28.164, !- Vertex 3 Y-coordinate {m}
0, !- Vertex 3 Z-coordinate {m}
52.182, !- Vertex 4 X-coordinate {m}
28.164, !- Vertex 4 Y-coordinate {m}
2.134, !- Vertex 4 Z-coordinate {m}
, !- Vertex 5 X-coordinate {m}
, !- Vertex 5 Y-coordinate {m}
, !- Vertex 5 Z-coordinate {m}
, !- Vertex 6 X-coordinate {m}
, !- Vertex 6 Y-coordinate {m}
, !- Vertex 6 Z-coordinate {m}
, !- Vertex 7 X-coordinate {m}
, !- Vertex 7 Y-coordinate {m}
, !- Vertex 7 Z-coordinate {m}
, !- Vertex 8 X-coordinate {m}
, !- Vertex 8 Y-coordinate {m}
, !- Vertex 8 Z-coordinate {m}
, !- Vertex 9 X-coordinate {m}
, !- Vertex 9 Y-coordinate {m}
, !- Vertex 9 Z-coordinate {m}
, !- Vertex 10 X-coordinate {m}
, !- Vertex 10 Y-coordinate {m}
, !- Vertex 10 Z-coordinate {m}
, !- Vertex 11 X-coordinate {m}
, !- Vertex 11 Y-coordinate {m}
, !- Vertex 11 Z-coordinate {m}
, !- Vertex 12 X-coordinate {m}
, !- Vertex 12 Y-coordinate {m}
, !- Vertex 12 Z-coordinate {m}
, !- Vertex 13 X-coordinate {m}
, !- Vertex 13 Y-coordinate {m}
, !- Vertex 13 Z-coordinate {m}
, !- Vertex 14 X-coordinate {m}
, !- Vertex 14 Y-coordinate {m}
, !- Vertex 14 Z-coordinate {m}
, !- Vertex 15 X-coordinate {m}
, !- Vertex 15 Y-coordinate {m}
, !- Vertex 15 Z-coordinate {m}
, !- Vertex 16 X-coordinate {m}
, !- Vertex 16 Y-coordinate {m}
, !- Vertex 16 Z-coordinate {m}
, !- Vertex 17 X-coordinate {m}
, !- Vertex 17 Y-coordinate {m}
, !- Vertex 17 Z-coordinate {m}
, !- Vertex 18 X-coordinate {m}
, !- Vertex 18 Y-coordinate {m}
, !- Vertex 18 Z-coordinate {m}
, !- Vertex 19 X-coordinate {m}
, !- Vertex 19 Y-coordinate {m}
, !- Vertex 19 Z-coordinate {m}
, !- Vertex 20 X-coordinate {m}
, !- Vertex 20 Y-coordinate {m}
; !- Vertex 20 Z-coordinate {m}
BuildingSurface:Detailed,
L1-104-ProduceCoolers1_Srf_2, !- Name
Wall, !- Surface Type
Hole, !- Construction Name
L1-104-ProduceCoolers1 Thermal Zone, !- Zone Name
Surface, !- Outside Boundary Condition
L1-104-Produce_Srf_3, !- Outside Boundary Condition Object
NoSun, !- Sun Exposure
NoWind, !- Wind Exposure
, !- View Factor to Ground
4, !- Number of Vertices
52.182, !- Vertex 1 X-coordinate {m}
28.164, !- Vertex 1 Y-coordinate {m}
2.134, !- Vertex 1 Z-coordinate {m}
52.182, !- Vertex 2 X-coordinate {m}
28.164, !- Vertex 2 Y-coordinate {m}
0, !- Vertex 2 Z-coordinate {m}
47.061, !- Vertex 3 X-coordinate {m}
28.164, !- Vertex 3 Y-coordinate {m}
0, !- Vertex 3 Z-coordinate {m}
47.061, !- Vertex 4 X-coordinate {m}
28.164, !- Vertex 4 Y-coordinate {m}
2.134, !- Vertex 4 Z-coordinate {m}
, !- Vertex 5 X-coordinate {m}
, !- Vertex 5 Y-coordinate {m}
, !- Vertex 5 Z-coordinate {m}
, !- Vertex 6 X-coordinate {m}
, !- Vertex 6 Y-coordinate {m}
, !- Vertex 6 Z-coordinate {m}
, !- Vertex 7 X-coordinate {m}
, !- Vertex 7 Y-coordinate {m}
, !- Vertex 7 Z-coordinate {m}
, !- Vertex 8 X-coordinate {m}
, !- Vertex 8 Y-coordinate {m}
, !- Vertex 8 Z-coordinate {m}
, !- Vertex 9 X-coordinate {m}
, !- Vertex 9 Y-coordinate {m}
, !- Vertex 9 Z-coordinate {m}
, !- Vertex 10 X-coordinate {m}
, !- Vertex 10 Y-coordinate {m}
, !- Vertex 10 Z-coordinate {m}
, !- Vertex 11 X-coordinate {m}
, !- Vertex 11 Y-coordinate {m}
, !- Vertex 11 Z-coordinate {m}
, !- Vertex 12 X-coordinate {m}
, !- Vertex 12 Y-coordinate {m}
, !- Vertex 12 Z-coordinate {m}
, !- Vertex 13 X-coordinate {m}
, !- Vertex 13 Y-coordinate {m}
, !- Vertex 13 Z-coordinate {m}
, !- Vertex 14 X-coordinate {m}
, !- Vertex 14 Y-coordinate {m}
, !- Vertex 14 Z-coordinate {m}
, !- Vertex 15 X-coordinate {m}
, !- Vertex 15 Y-coordinate {m}
, !- Vertex 15 Z-coordinate {m}
, !- Vertex 16 X-coordinate {m}
, !- Vertex 16 Y-coordinate {m}
, !- Vertex 16 Z-coordinate {m}
, !- Vertex 17 X-coordinate {m}
, !- Vertex 17 Y-coordinate {m}
, !- Vertex 17 Z-coordinate {m}
, !- Vertex 18 X-coordinate {m}
, !- Vertex 18 Y-coordinate {m}
, !- Vertex 18 Z-coordinate {m}
, !- Vertex 19 X-coordinate {m}
, !- Vertex 19 Y-coordinate {m}
, !- Vertex 19 Z-coordinate {m}
, !- Vertex 20 X-coordinate {m}
, !- Vertex 20 Y-coordinate {m}
; !- Vertex 20 Z-coordinate {m}
BuildingSurface:Detailed,
L1-104-ProduceCoolers1_Srf_3, !- Name
Wall, !- Surface Type
Hole, !- Construction Name
L1-104-ProduceCoolers1 Thermal Zone, !- Zone Name
Surface, !- Outside Boundary Condition
L1-104-ProduceCoolers2_Srf_5, !- Outside Boundary Condition Object
NoSun, !- Sun Exposure
NoWind, !- Wind Exposure
, !- View Factor to Ground
4, !- Number of Vertices
47.061, !- Vertex 1 X-coordinate {m}
28.164, !- Vertex 1 Y-coordinate {m}
2.134, !- Vertex 1 Z-coordinate {m}
47.061, !- Vertex 2 X-coordinate {m}
28.164, !- Vertex 2 Y-coordinate {m}
0, !- Vertex 2 Z-coordinate {m}
45.966, !- Vertex 3 X-coordinate {m}
27.219, !- Vertex 3 Y-coordinate {m}
0, !- Vertex 3 Z-coordinate {m}
45.966, !- Vertex 4 X-coordinate {m}
27.219, !- Vertex 4 Y-coordinate {m}
2.134, !- Vertex 4 Z-coordinate {m}
, !- Vertex 5 X-coordinate {m}
, !- Vertex 5 Y-coordinate {m}
, !- Vertex 5 Z-coordinate {m}
, !- Vertex 6 X-coordinate {m}
, !- Vertex 6 Y-coordinate {m}
, !- Vertex 6 Z-coordinate {m}
, !- Vertex 7 X-coordinate {m}
, !- Vertex 7 Y-coordinate {m}
, !- Vertex 7 Z-coordinate {m}
, !- Vertex 8 X-coordinate {m}
, !- Vertex 8 Y-coordinate {m}
, !- Vertex 8 Z-coordinate {m}
, !- Vertex 9 X-coordinate {m}
, !- Vertex 9 Y-coordinate {m}
, !- Vertex 9 Z-coordinate {m}
, !- Vertex 10 X-coordinate {m}
, !- Vertex 10 Y-coordinate {m}
, !- Vertex 10 Z-coordinate {m}
, !- Vertex 11 X-coordinate {m}
, !- Vertex 11 Y-coordinate {m}
, !- Vertex 11 Z-coordinate {m}
, !- Vertex 12 X-coordinate {m}
, !- Vertex 12 Y-coordinate {m}
, !- Vertex 12 Z-coordinate {m}
, !- Vertex 13 X-coordinate {m}
, !- Vertex 13 Y-coordinate {m}
, !- Vertex 13 Z-coordinate {m}
, !- Vertex 14 X-coordinate {m}
, !- Vertex 14 Y-coordinate {m}
, !- Vertex 14 Z-coordinate {m}
, !- Vertex 15 X-coordinate {m}
, !- Vertex 15 Y-coordinate {m}
, !- Vertex 15 Z-coordinate {m}
, !- Vertex 16 X-coordinate {m}
, !- Vertex 16 Y-coordinate {m}
, !- Vertex 16 Z-coordinate {m}
, !- Vertex 17 X-coordinate {m}
, !- Vertex 17 Y-coordinate {m}
, !- Vertex 17 Z-coordinate {m}
, !- Vertex 18 X-coordinate {m}
, !- Vertex 18 Y-coordinate {m}
, !- Vertex 18 Z-coordinate {m}
, !- Vertex 19 X-coordinate {m}
, !- Vertex 19 Y-coordinate {m}
, !- Vertex 19 Z-coordinate {m}
, !- Vertex 20 X-coordinate {m}
, !- Vertex 20 Y-coordinate {m}
; !- Vertex 20 Z-coordinate {m}
BuildingSurface:Detailed,
L1-104-ProduceCoolers1_Srf_4, !- Name
Wall, !- Surface Type
Hole, !- Construction Name
L1-104-ProduceCoolers1 Thermal Zone, !- Zone Name
Surface, !- Outside Boundary Condition
L1-Shaft_Srf_1, !- Outside Boundary Condition Object
NoSun, !- Sun Exposure
NoWind, !- Wind Exposure
, !- View Factor to Ground
4, !- Number of Vertices
45.966, !- Vertex 1 X-coordinate {m}
27.219, !- Vertex 1 Y-coordinate {m}
2.134, !- Vertex 1 Z-coordinate {m}
45.966, !- Vertex 2 X-coordinate {m}
27.219, !- Vertex 2 Y-coordinate {m}
0, !- Vertex 2 Z-coordinate {m}
45.966, !- Vertex 3 X-coordinate {m}
25.878, !- Vertex 3 Y-coordinate {m}
0, !- Vertex 3 Z-coordinate {m}
45.966, !- Vertex 4 X-coordinate {m}
25.878, !- Vertex 4 Y-coordinate {m}
2.134, !- Vertex 4 Z-coordinate {m}
, !- Vertex 5 X-coordinate {m}
, !- Vertex 5 Y-coordinate {m}
, !- Vertex 5 Z-coordinate {m}
, !- Vertex 6 X-coordinate {m}
, !- Vertex 6 Y-coordinate {m}
, !- Vertex 6 Z-coordinate {m}
, !- Vertex 7 X-coordinate {m}
, !- Vertex 7 Y-coordinate {m}
, !- Vertex 7 Z-coordinate {m}
, !- Vertex 8 X-coordinate {m}
, !- Vertex 8 Y-coordinate {m}
, !- Vertex 8 Z-coordinate {m}
, !- Vertex 9 X-coordinate {m}
, !- Vertex 9 Y-coordinate {m}
, !- Vertex 9 Z-coordinate {m}
, !- Vertex 10 X-coordinate {m}
, !- Vertex 10 Y-coordinate {m}
, !- Vertex 10 Z-coordinate {m}
, !- Vertex 11 X-coordinate {m}
, !- Vertex 11 Y-coordinate {m}
, !- Vertex 11 Z-coordinate {m}
, !- Vertex 12 X-coordinate {m}
, !- Vertex 12 Y-coordinate {m}
, !- Vertex 12 Z-coordinate {m}
, !- Vertex 13 X-coordinate {m}
, !- Vertex 13 Y-coordinate {m}
, !- Vertex 13 Z-coordinate {m}
, !- Vertex 14 X-coordinate {m}
, !- Vertex 14 Y-coordinate {m}
, !- Vertex 14 Z-coordinate {m}
, !- Vertex 15 X-coordinate {m}
, !- Vertex 15 Y-coordinate {m}
, !- Vertex 15 Z-coordinate {m}
, !- Vertex 16 X-coordinate {m}
, !- Vertex 16 Y-coordinate {m}
, !- Vertex 16 Z-coordinate {m}
, !- Vertex 17 X-coordinate {m}
, !- Vertex 17 Y-coordinate {m}
, !- Vertex 17 Z-coordinate {m}
, !- Vertex 18 X-coordinate {m}
, !- Vertex 18 Y-coordinate {m}
, !- Vertex 18 Z-coordinate {m}
, !- Vertex 19 X-coordinate {m}
, !- Vertex 19 Y-coordinate {m}
, !- Vertex 19 Z-coordinate {m}
, !- Vertex 20 X-coordinate {m}
, !- Vertex 20 Y-coordinate {m}
; !- Vertex 20 Z-coordinate {m}
BuildingSurface:Detailed,
L1-104-ProduceCoolers1_Srf_5, !- Name
Wall, !- Surface Type
Wall_Exterior, !- Construction Name
L1-104-ProduceCoolers1 Thermal Zone, !- Zone Name
Outdoors, !- Outside Boundary Condition
, !- Outside Boundary Condition Object
SunExposed, !- Sun Exposure
WindExposed, !- Wind Exposure
, !- View Factor to Ground
4, !- Number of Vertices
45.966, !- Vertex 1 X-coordinate {m}
25.878, !- Vertex 1 Y-coordinate {m}
2.134, !- Vertex 1 Z-coordinate {m}
45.966, !- Vertex 2 X-coordinate {m}
25.878, !- Vertex 2 Y-coordinate {m}
0, !- Vertex 2 Z-coordinate {m}
52.192, !- Vertex 3 X-coordinate {m}
25.878, !- Vertex 3 Y-coordinate {m}
0, !- Vertex 3 Z-coordinate {m}
52.192, !- Vertex 4 X-coordinate {m}
25.878, !- Vertex 4 Y-coordinate {m}
2.134, !- Vertex 4 Z-coordinate {m}
, !- Vertex 5 X-coordinate {m}
, !- Vertex 5 Y-coordinate {m}
, !- Vertex 5 Z-coordinate {m}
, !- Vertex 6 X-coordinate {m}
, !- Vertex 6 Y-coordinate {m}
, !- Vertex 6 Z-coordinate {m}
, !- Vertex 7 X-coordinate {m}
, !- Vertex 7 Y-coordinate {m}
, !- Vertex 7 Z-coordinate {m}
, !- Vertex 8 X-coordinate {m}
, !- Vertex 8 Y-coordinate {m}
, !- Vertex 8 Z-coordinate {m}
, !- Vertex 9 X-coordinate {m}
, !- Vertex 9 Y-coordinate {m}
, !- Vertex 9 Z-coordinate {m}
, !- Vertex 10 X-coordinate {m}
, !- Vertex 10 Y-coordinate {m}
, !- Vertex 10 Z-coordinate {m}
, !- Vertex 11 X-coordinate {m}
, !- Vertex 11 Y-coordinate {m}
, !- Vertex 11 Z-coordinate {m}
, !- Vertex 12 X-coordinate {m}
, !- Vertex 12 Y-coordinate {m}
, !- Vertex 12 Z-coordinate {m}
, !- Vertex 13 X-coordinate {m}
, !- Vertex 13 Y-coordinate {m}
, !- Vertex 13 Z-coordinate {m}
, !- Vertex 14 X-coordinate {m}
, !- Vertex 14 Y-coordinate {m}
, !- Vertex 14 Z-coordinate {m}
, !- Vertex 15 X-coordinate {m}
, !- Vertex 15 Y-coordinate {m}
, !- Vertex 15 Z-coordinate {m}
, !- Vertex 16 X-coordinate {m}
, !- Vertex 16 Y-coordinate {m}
, !- Vertex 16 Z-coordinate {m}
, !- Vertex 17 X-coordinate {m}
, !- Vertex 17 Y-coordinate {m}
, !- Vertex 17 Z-coordinate {m}
, !- Vertex 18 X-coordinate {m}
, !- Vertex 18 Y-coordinate {m}
, !- Vertex 18 Z-coordinate {m}
, !- Vertex 19 X-coordinate {m}
, !- Vertex 19 Y-coordinate {m}
, !- Vertex 19 Z-coordinate {m}
, !- Vertex 20 X-coordinate {m}
, !- Vertex 20 Y-coordinate {m}
; !- Vertex 20 Z-coordinate {m}
BuildingSurface:Detailed,
L1-104-ProduceCoolers1_Srf_6, !- Name
Wall, !- Surface Type
Hole, !- Construction Name
L1-104-ProduceCoolers1 Thermal Zone, !- Zone Name
Surface, !- Outside Boundary Condition
L1-101-EntranceExit_Srf_5, !- Outside Boundary Condition Object
NoSun, !- Sun Exposure
NoWind, !- Wind Exposure
, !- View Factor to Ground
4, !- Number of Vertices
52.192, !- Vertex 1 X-coordinate {m}
25.878, !- Vertex 1 Y-coordinate {m}
2.134, !- Vertex 1 Z-coordinate {m}
52.192, !- Vertex 2 X-coordinate {m}
25.878, !- Vertex 2 Y-coordinate {m}
0, !- Vertex 2 Z-coordinate {m}
52.182, !- Vertex 3 X-coordinate {m}
26.949, !- Vertex 3 Y-coordinate {m}
0, !- Vertex 3 Z-coordinate {m}
52.182, !- Vertex 4 X-coordinate {m}
26.949, !- Vertex 4 Y-coordinate {m}
2.134, !- Vertex 4 Z-coordinate {m}
, !- Vertex 5 X-coordinate {m}
, !- Vertex 5 Y-coordinate {m}
, !- Vertex 5 Z-coordinate {m}
, !- Vertex 6 X-coordinate {m}
, !- Vertex 6 Y-coordinate {m}
, !- Vertex 6 Z-coordinate {m}
, !- Vertex 7 X-coordinate {m}
, !- Vertex 7 Y-coordinate {m}
, !- Vertex 7 Z-coordinate {m}
, !- Vertex 8 X-coordinate {m}
, !- Vertex 8 Y-coordinate {m}
, !- Vertex 8 Z-coordinate {m}
, !- Vertex 9 X-coordinate {m}
, !- Vertex 9 Y-coordinate {m}
, !- Vertex 9 Z-coordinate {m}
, !- Vertex 10 X-coordinate {m}
, !- Vertex 10 Y-coordinate {m}
, !- Vertex 10 Z-coordinate {m}
, !- Vertex 11 X-coordinate {m}
, !- Vertex 11 Y-coordinate {m}
, !- Vertex 11 Z-coordinate {m}
, !- Vertex 12 X-coordinate {m}
, !- Vertex 12 Y-coordinate {m}
, !- Vertex 12 Z-coordinate {m}
, !- Vertex 13 X-coordinate {m}
, !- Vertex 13 Y-coordinate {m}
, !- Vertex 13 Z-coordinate {m}
, !- Vertex 14 X-coordinate {m}
, !- Vertex 14 Y-coordinate {m}
, !- Vertex 14 Z-coordinate {m}
, !- Vertex 15 X-coordinate {m}
, !- Vertex 15 Y-coordinate {m}
, !- Vertex 15 Z-coordinate {m}
, !- Vertex 16 X-coordinate {m}
, !- Vertex 16 Y-coordinate {m}
, !- Vertex 16 Z-coordinate {m}
, !- Vertex 17 X-coordinate {m}
, !- Vertex 17 Y-coordinate {m}
, !- Vertex 17 Z-coordinate {m}
, !- Vertex 18 X-coordinate {m}
, !- Vertex 18 Y-coordinate {m}
, !- Vertex 18 Z-coordinate {m}
, !- Vertex 19 X-coordinate {m}
, !- Vertex 19 Y-coordinate {m}
, !- Vertex 19 Z-coordinate {m}
, !- Vertex 20 X-coordinate {m}
, !- Vertex 20 Y-coordinate {m}
; !- Vertex 20 Z-coordinate {m}
BuildingSurface:Detailed,
L1-104-ProduceCoolers1_Srf_7, !- Name
Roof, !- Surface Type
Roof_BOH, !- Construction Name
L1-104-ProduceCoolers1 Thermal Zone, !- Zone Name
Outdoors, !- Outside Boundary Condition
, !- Outside Boundary Condition Object
SunExposed, !- Sun Exposure
WindExposed, !- Wind Exposure
, !- View Factor to Ground
5, !- Number of Vertices
47.061, !- Vertex 1 X-coordinate {m}
28.164, !- Vertex 1 Y-coordinate {m}
2.134, !- Vertex 1 Z-coordinate {m}
45.966, !- Vertex 2 X-coordinate {m}
27.219, !- Vertex 2 Y-coordinate {m}
2.134, !- Vertex 2 Z-coordinate {m}
45.966, !- Vertex 3 X-coordinate {m}
25.878, !- Vertex 3 Y-coordinate {m}
2.134, !- Vertex 3 Z-coordinate {m}
52.192, !- Vertex 4 X-coordinate {m}
25.878, !- Vertex 4 Y-coordinate {m}
2.134, !- Vertex 4 Z-coordinate {m}
52.182, !- Vertex 5 X-coordinate {m}
28.164, !- Vertex 5 Y-coordinate {m}
2.134, !- Vertex 5 Z-coordinate {m}
, !- Vertex 6 X-coordinate {m}
, !- Vertex 6 Y-coordinate {m}
, !- Vertex 6 Z-coordinate {m}
, !- Vertex 7 X-coordinate {m}
, !- Vertex 7 Y-coordinate {m}
, !- Vertex 7 Z-coordinate {m}
, !- Vertex 8 X-coordinate {m}
, !- Vertex 8 Y-coordinate {m}
, !- Vertex 8 Z-coordinate {m}
, !- Vertex 9 X-coordinate {m}
, !- Vertex 9 Y-coordinate {m}
, !- Vertex 9 Z-coordinate {m}
, !- Vertex 10 X-coordinate {m}
, !- Vertex 10 Y-coordinate {m}
, !- Vertex 10 Z-coordinate {m}
, !- Vertex 11 X-coordinate {m}
, !- Vertex 11 Y-coordinate {m}
, !- Vertex 11 Z-coordinate {m}
, !- Vertex 12 X-coordinate {m}
, !- Vertex 12 Y-coordinate {m}
, !- Vertex 12 Z-coordinate {m}
, !- Vertex 13 X-coordinate {m}
, !- Vertex 13 Y-coordinate {m}
, !- Vertex 13 Z-coordinate {m}
, !- Vertex 14 X-coordinate {m}
, !- Vertex 14 Y-coordinate {m}
, !- Vertex 14 Z-coordinate {m}
, !- Vertex 15 X-coordinate {m}
, !- Vertex 15 Y-coordinate {m}
, !- Vertex 15 Z-coordinate {m}
, !- Vertex 16 X-coordinate {m}
, !- Vertex 16 Y-coordinate {m}
, !- Vertex 16 Z-coordinate {m}
, !- Vertex 17 X-coordinate {m}
, !- Vertex 17 Y-coordinate {m}
, !- Vertex 17 Z-coordinate {m}
, !- Vertex 18 X-coordinate {m}
, !- Vertex 18 Y-coordinate {m}
, !- Vertex 18 Z-coordinate {m}
, !- Vertex 19 X-coordinate {m}
, !- Vertex 19 Y-coordinate {m}
, !- Vertex 19 Z-coordinate {m}
, !- Vertex 20 X-coordinate {m}
, !- Vertex 20 Y-coordinate {m}
; !- Vertex 20 Z-coordinate {m}
BuildingSurface:Detailed,
L1-104-ProduceCoolers2_Srf_0, !- Name
Floor, !- Surface Type
Hole, !- Construction Name
L1-104-ProduceCoolers2 Thermal Zone, !- Zone Name
ground, !- Outside Boundary Condition
, !- Outside Boundary Condition Object
NoSun, !- Sun Exposure
NoWind, !- Wind Exposure
, !- View Factor to Ground
5, !- Number of Vertices
47.061, !- Vertex 1 X-coordinate {m}
34.574, !- Vertex 1 Y-coordinate {m}
0, !- Vertex 1 Z-coordinate {m}
47.061, !- Vertex 2 X-coordinate {m}
28.164, !- Vertex 2 Y-coordinate {m}
0, !- Vertex 2 Z-coordinate {m}
45.966, !- Vertex 3 X-coordinate {m}
27.219, !- Vertex 3 Y-coordinate {m}
0, !- Vertex 3 Z-coordinate {m}
44.444, !- Vertex 4 X-coordinate {m}
27.219, !- Vertex 4 Y-coordinate {m}
0, !- Vertex 4 Z-coordinate {m}
44.444, !- Vertex 5 X-coordinate {m}
34.574, !- Vertex 5 Y-coordinate {m}
0, !- Vertex 5 Z-coordinate {m}
, !- Vertex 6 X-coordinate {m}
, !- Vertex 6 Y-coordinate {m}
, !- Vertex 6 Z-coordinate {m}
, !- Vertex 7 X-coordinate {m}
, !- Vertex 7 Y-coordinate {m}
, !- Vertex 7 Z-coordinate {m}
, !- Vertex 8 X-coordinate {m}
, !- Vertex 8 Y-coordinate {m}
, !- Vertex 8 Z-coordinate {m}
, !- Vertex 9 X-coordinate {m}
, !- Vertex 9 Y-coordinate {m}
, !- Vertex 9 Z-coordinate {m}
, !- Vertex 10 X-coordinate {m}
, !- Vertex 10 Y-coordinate {m}
, !- Vertex 10 Z-coordinate {m}
, !- Vertex 11 X-coordinate {m}
, !- Vertex 11 Y-coordinate {m}
, !- Vertex 11 Z-coordinate {m}
, !- Vertex 12 X-coordinate {m}
, !- Vertex 12 Y-coordinate {m}
, !- Vertex 12 Z-coordinate {m}
, !- Vertex 13 X-coordinate {m}
, !- Vertex 13 Y-coordinate {m}
, !- Vertex 13 Z-coordinate {m}
, !- Vertex 14 X-coordinate {m}
, !- Vertex 14 Y-coordinate {m}
, !- Vertex 14 Z-coordinate {m}
, !- Vertex 15 X-coordinate {m}
, !- Vertex 15 Y-coordinate {m}
, !- Vertex 15 Z-coordinate {m}
, !- Vertex 16 X-coordinate {m}
, !- Vertex 16 Y-coordinate {m}
, !- Vertex 16 Z-coordinate {m}
, !- Vertex 17 X-coordinate {m}
, !- Vertex 17 Y-coordinate {m}
, !- Vertex 17 Z-coordinate {m}
, !- Vertex 18 X-coordinate {m}
, !- Vertex 18 Y-coordinate {m}
, !- Vertex 18 Z-coordinate {m}
, !- Vertex 19 X-coordinate {m}
, !- Vertex 19 Y-coordinate {m}
, !- Vertex 19 Z-coordinate {m}
, !- Vertex 20 X-coordinate {m}
, !- Vertex 20 Y-coordinate {m}
; !- Vertex 20 Z-coordinate {m}
BuildingSurface:Detailed,
L1-104-ProduceCoolers2_Srf_1, !- Name
Wall, !- Surface Type
Hole, !- Construction Name
L1-104-ProduceCoolers2 Thermal Zone, !- Zone Name
Surface, !- Outside Boundary Condition
L1-108-ProduceCooler_Srf_5, !- Outside Boundary Condition Object
NoSun, !- Sun Exposure
NoWind, !- Wind Exposure
, !- View Factor to Ground
4, !- Number of Vertices
44.444, !- Vertex 1 X-coordinate {m}
34.574, !- Vertex 1 Y-coordinate {m}
2.134, !- Vertex 1 Z-coordinate {m}
44.444, !- Vertex 2 X-coordinate {m}
34.574, !- Vertex 2 Y-coordinate {m}
0, !- Vertex 2 Z-coordinate {m}
44.444, !- Vertex 3 X-coordinate {m}
33.498, !- Vertex 3 Y-coordinate {m}
0, !- Vertex 3 Z-coordinate {m}
44.444, !- Vertex 4 X-coordinate {m}
33.498, !- Vertex 4 Y-coordinate {m}
2.134, !- Vertex 4 Z-coordinate {m}
, !- Vertex 5 X-coordinate {m}
, !- Vertex 5 Y-coordinate {m}
, !- Vertex 5 Z-coordinate {m}
, !- Vertex 6 X-coordinate {m}
, !- Vertex 6 Y-coordinate {m}
, !- Vertex 6 Z-coordinate {m}
, !- Vertex 7 X-coordinate {m}
, !- Vertex 7 Y-coordinate {m}
, !- Vertex 7 Z-coordinate {m}
, !- Vertex 8 X-coordinate {m}
, !- Vertex 8 Y-coordinate {m}
, !- Vertex 8 Z-coordinate {m}
, !- Vertex 9 X-coordinate {m}
, !- Vertex 9 Y-coordinate {m}
, !- Vertex 9 Z-coordinate {m}
, !- Vertex 10 X-coordinate {m}
, !- Vertex 10 Y-coordinate {m}
, !- Vertex 10 Z-coordinate {m}
, !- Vertex 11 X-coordinate {m}
, !- Vertex 11 Y-coordinate {m}
, !- Vertex 11 Z-coordinate {m}
, !- Vertex 12 X-coordinate {m}
, !- Vertex 12 Y-coordinate {m}
, !- Vertex 12 Z-coordinate {m}
, !- Vertex 13 X-coordinate {m}
, !- Vertex 13 Y-coordinate {m}
, !- Vertex 13 Z-coordinate {m}
, !- Vertex 14 X-coordinate {m}
, !- Vertex 14 Y-coordinate {m}
, !- Vertex 14 Z-coordinate {m}
, !- Vertex 15 X-coordinate {m}
, !- Vertex 15 Y-coordinate {m}
, !- Vertex 15 Z-coordinate {m}
, !- Vertex 16 X-coordinate {m}
, !- Vertex 16 Y-coordinate {m}
, !- Vertex 16 Z-coordinate {m}
, !- Vertex 17 X-coordinate {m}
, !- Vertex 17 Y-coordinate {m}
, !- Vertex 17 Z-coordinate {m}
, !- Vertex 18 X-coordinate {m}
, !- Vertex 18 Y-coordinate {m}
, !- Vertex 18 Z-coordinate {m}
, !- Vertex 19 X-coordinate {m}
, !- Vertex 19 Y-coordinate {m}
, !- Vertex 19 Z-coordinate {m}
, !- Vertex 20 X-coordinate {m}
, !- Vertex 20 Y-coordinate {m}
; !- Vertex 20 Z-coordinate {m}
BuildingSurface:Detailed,
L1-104-ProduceCoolers2_Srf_2, !- Name
Wall, !- Surface Type
Hole, !- Construction Name
L1-104-ProduceCoolers2 Thermal Zone, !- Zone Name
Surface, !- Outside Boundary Condition
L1-102-ReceivingOffice_Srf_2, !- Outside Boundary Condition Object
NoSun, !- Sun Exposure
NoWind, !- Wind Exposure
, !- View Factor to Ground
4, !- Number of Vertices
44.444, !- Vertex 1 X-coordinate {m}
33.498, !- Vertex 1 Y-coordinate {m}
2.134, !- Vertex 1 Z-coordinate {m}
44.444, !- Vertex 2 X-coordinate {m}
33.498, !- Vertex 2 Y-coordinate {m}
0, !- Vertex 2 Z-coordinate {m}
44.444, !- Vertex 3 X-coordinate {m}
30.309, !- Vertex 3 Y-coordinate {m}
0, !- Vertex 3 Z-coordinate {m}
44.444, !- Vertex 4 X-coordinate {m}
30.309, !- Vertex 4 Y-coordinate {m}
2.134, !- Vertex 4 Z-coordinate {m}
, !- Vertex 5 X-coordinate {m}
, !- Vertex 5 Y-coordinate {m}
, !- Vertex 5 Z-coordinate {m}
, !- Vertex 6 X-coordinate {m}
, !- Vertex 6 Y-coordinate {m}
, !- Vertex 6 Z-coordinate {m}
, !- Vertex 7 X-coordinate {m}
, !- Vertex 7 Y-coordinate {m}
, !- Vertex 7 Z-coordinate {m}
, !- Vertex 8 X-coordinate {m}
, !- Vertex 8 Y-coordinate {m}
, !- Vertex 8 Z-coordinate {m}
, !- Vertex 9 X-coordinate {m}
, !- Vertex 9 Y-coordinate {m}
, !- Vertex 9 Z-coordinate {m}
, !- Vertex 10 X-coordinate {m}
, !- Vertex 10 Y-coordinate {m}
, !- Vertex 10 Z-coordinate {m}
, !- Vertex 11 X-coordinate {m}
, !- Vertex 11 Y-coordinate {m}
, !- Vertex 11 Z-coordinate {m}
, !- Vertex 12 X-coordinate {m}
, !- Vertex 12 Y-coordinate {m}
, !- Vertex 12 Z-coordinate {m}
, !- Vertex 13 X-coordinate {m}
, !- Vertex 13 Y-coordinate {m}
, !- Vertex 13 Z-coordinate {m}
, !- Vertex 14 X-coordinate {m}
, !- Vertex 14 Y-coordinate {m}
, !- Vertex 14 Z-coordinate {m}
, !- Vertex 15 X-coordinate {m}
, !- Vertex 15 Y-coordinate {m}
, !- Vertex 15 Z-coordinate {m}
, !- Vertex 16 X-coordinate {m}
, !- Vertex 16 Y-coordinate {m}
, !- Vertex 16 Z-coordinate {m}
, !- Vertex 17 X-coordinate {m}
, !- Vertex 17 Y-coordinate {m}
, !- Vertex 17 Z-coordinate {m}
, !- Vertex 18 X-coordinate {m}
, !- Vertex 18 Y-coordinate {m}
, !- Vertex 18 Z-coordinate {m}
, !- Vertex 19 X-coordinate {m}
, !- Vertex 19 Y-coordinate {m}
, !- Vertex 19 Z-coordinate {m}
, !- Vertex 20 X-coordinate {m}
, !- Vertex 20 Y-coordinate {m}
; !- Vertex 20 Z-coordinate {m}
BuildingSurface:Detailed,
L1-104-ProduceCoolers2_Srf_3, !- Name
Wall, !- Surface Type
Hole, !- Construction Name
L1-104-ProduceCoolers2 Thermal Zone, !- Zone Name
Surface, !- Outside Boundary Condition
L1-106-ReceivingTransformers2_Srf_4, !- Outside Boundary Condition Object
NoSun, !- Sun Exposure
NoWind, !- Wind Exposure
, !- View Factor to Ground
4, !- Number of Vertices
44.444, !- Vertex 1 X-coordinate {m}
30.309, !- Vertex 1 Y-coordinate {m}
2.134, !- Vertex 1 Z-coordinate {m}
44.444, !- Vertex 2 X-coordinate {m}
30.309, !- Vertex 2 Y-coordinate {m}
0, !- Vertex 2 Z-coordinate {m}
44.444, !- Vertex 3 X-coordinate {m}
27.219, !- Vertex 3 Y-coordinate {m}
0, !- Vertex 3 Z-coordinate {m}
44.444, !- Vertex 4 X-coordinate {m}
27.219, !- Vertex 4 Y-coordinate {m}
2.134, !- Vertex 4 Z-coordinate {m}
, !- Vertex 5 X-coordinate {m}
, !- Vertex 5 Y-coordinate {m}
, !- Vertex 5 Z-coordinate {m}
, !- Vertex 6 X-coordinate {m}
, !- Vertex 6 Y-coordinate {m}
, !- Vertex 6 Z-coordinate {m}
, !- Vertex 7 X-coordinate {m}
, !- Vertex 7 Y-coordinate {m}
, !- Vertex 7 Z-coordinate {m}
, !- Vertex 8 X-coordinate {m}
, !- Vertex 8 Y-coordinate {m}
, !- Vertex 8 Z-coordinate {m}
, !- Vertex 9 X-coordinate {m}
, !- Vertex 9 Y-coordinate {m}
, !- Vertex 9 Z-coordinate {m}
, !- Vertex 10 X-coordinate {m}
, !- Vertex 10 Y-coordinate {m}
, !- Vertex 10 Z-coordinate {m}
, !- Vertex 11 X-coordinate {m}
, !- Vertex 11 Y-coordinate {m}
, !- Vertex 11 Z-coordinate {m}
, !- Vertex 12 X-coordinate {m}
, !- Vertex 12 Y-coordinate {m}
, !- Vertex 12 Z-coordinate {m}
, !- Vertex 13 X-coordinate {m}
, !- Vertex 13 Y-coordinate {m}
, !- Vertex 13 Z-coordinate {m}
, !- Vertex 14 X-coordinate {m}
, !- Vertex 14 Y-coordinate {m}
, !- Vertex 14 Z-coordinate {m}
, !- Vertex 15 X-coordinate {m}
, !- Vertex 15 Y-coordinate {m}
, !- Vertex 15 Z-coordinate {m}
, !- Vertex 16 X-coordinate {m}
, !- Vertex 16 Y-coordinate {m}
, !- Vertex 16 Z-coordinate {m}
, !- Vertex 17 X-coordinate {m}
, !- Vertex 17 Y-coordinate {m}
, !- Vertex 17 Z-coordinate {m}
, !- Vertex 18 X-coordinate {m}
, !- Vertex 18 Y-coordinate {m}
, !- Vertex 18 Z-coordinate {m}
, !- Vertex 19 X-coordinate {m}
, !- Vertex 19 Y-coordinate {m}
, !- Vertex 19 Z-coordinate {m}
, !- Vertex 20 X-coordinate {m}
, !- Vertex 20 Y-coordinate {m}
; !- Vertex 20 Z-coordinate {m}
BuildingSurface:Detailed,
L1-104-ProduceCoolers2_Srf_4, !- Name
Wall, !- Surface Type
Hole, !- Construction Name
L1-104-ProduceCoolers2 Thermal Zone, !- Zone Name
Surface, !- Outside Boundary Condition
L1-Shaft_Srf_2, !- Outside Boundary Condition Object
NoSun, !- Sun Exposure
NoWind, !- Wind Exposure
, !- View Factor to Ground
4, !- Number of Vertices
44.444, !- Vertex 1 X-coordinate {m}
27.219, !- Vertex 1 Y-coordinate {m}
2.134, !- Vertex 1 Z-coordinate {m}
44.444, !- Vertex 2 X-coordinate {m}
27.219, !- Vertex 2 Y-coordinate {m}
0, !- Vertex 2 Z-coordinate {m}
45.966, !- Vertex 3 X-coordinate {m}
27.219, !- Vertex 3 Y-coordinate {m}
0, !- Vertex 3 Z-coordinate {m}
45.966, !- Vertex 4 X-coordinate {m}
27.219, !- Vertex 4 Y-coordinate {m}
2.134, !- Vertex 4 Z-coordinate {m}
, !- Vertex 5 X-coordinate {m}
, !- Vertex 5 Y-coordinate {m}
, !- Vertex 5 Z-coordinate {m}
, !- Vertex 6 X-coordinate {m}
, !- Vertex 6 Y-coordinate {m}
, !- Vertex 6 Z-coordinate {m}
, !- Vertex 7 X-coordinate {m}
, !- Vertex 7 Y-coordinate {m}
, !- Vertex 7 Z-coordinate {m}
, !- Vertex 8 X-coordinate {m}
, !- Vertex 8 Y-coordinate {m}
, !- Vertex 8 Z-coordinate {m}
, !- Vertex 9 X-coordinate {m}
, !- Vertex 9 Y-coordinate {m}
, !- Vertex 9 Z-coordinate {m}
, !- Vertex 10 X-coordinate {m}
, !- Vertex 10 Y-coordinate {m}
, !- Vertex 10 Z-coordinate {m}
, !- Vertex 11 X-coordinate {m}
, !- Vertex 11 Y-coordinate {m}
, !- Vertex 11 Z-coordinate {m}
, !- Vertex 12 X-coordinate {m}
, !- Vertex 12 Y-coordinate {m}
, !- Vertex 12 Z-coordinate {m}
, !- Vertex 13 X-coordinate {m}
, !- Vertex 13 Y-coordinate {m}
, !- Vertex 13 Z-coordinate {m}
, !- Vertex 14 X-coordinate {m}
, !- Vertex 14 Y-coordinate {m}
, !- Vertex 14 Z-coordinate {m}
, !- Vertex 15 X-coordinate {m}
, !- Vertex 15 Y-coordinate {m}
, !- Vertex 15 Z-coordinate {m}
, !- Vertex 16 X-coordinate {m}
, !- Vertex 16 Y-coordinate {m}
, !- Vertex 16 Z-coordinate {m}
, !- Vertex 17 X-coordinate {m}
, !- Vertex 17 Y-coordinate {m}
, !- Vertex 17 Z-coordinate {m}
, !- Vertex 18 X-coordinate {m}
, !- Vertex 18 Y-coordinate {m}
, !- Vertex 18 Z-coordinate {m}
, !- Vertex 19 X-coordinate {m}
, !- Vertex 19 Y-coordinate {m}
, !- Vertex 19 Z-coordinate {m}
, !- Vertex 20 X-coordinate {m}
, !- Vertex 20 Y-coordinate {m}
; !- Vertex 20 Z-coordinate {m}
BuildingSurface:Detailed,
L1-104-ProduceCoolers2_Srf_5, !- Name
Wall, !- Surface Type
Hole, !- Construction Name
L1-104-ProduceCoolers2 Thermal Zone, !- Zone Name
Surface, !- Outside Boundary Condition
L1-104-ProduceCoolers1_Srf_3, !- Outside Boundary Condition Object
NoSun, !- Sun Exposure
NoWind, !- Wind Exposure
, !- View Factor to Ground
4, !- Number of Vertices
45.966, !- Vertex 1 X-coordinate {m}
27.219, !- Vertex 1 Y-coordinate {m}
2.134, !- Vertex 1 Z-coordinate {m}
45.966, !- Vertex 2 X-coordinate {m}
27.219, !- Vertex 2 Y-coordinate {m}
0, !- Vertex 2 Z-coordinate {m}
47.061, !- Vertex 3 X-coordinate {m}
28.164, !- Vertex 3 Y-coordinate {m}
0, !- Vertex 3 Z-coordinate {m}
47.061, !- Vertex 4 X-coordinate {m}
28.164, !- Vertex 4 Y-coordinate {m}
2.134, !- Vertex 4 Z-coordinate {m}
, !- Vertex 5 X-coordinate {m}
, !- Vertex 5 Y-coordinate {m}
, !- Vertex 5 Z-coordinate {m}
, !- Vertex 6 X-coordinate {m}
, !- Vertex 6 Y-coordinate {m}
, !- Vertex 6 Z-coordinate {m}
, !- Vertex 7 X-coordinate {m}
, !- Vertex 7 Y-coordinate {m}
, !- Vertex 7 Z-coordinate {m}
, !- Vertex 8 X-coordinate {m}
, !- Vertex 8 Y-coordinate {m}
, !- Vertex 8 Z-coordinate {m}
, !- Vertex 9 X-coordinate {m}
, !- Vertex 9 Y-coordinate {m}
, !- Vertex 9 Z-coordinate {m}
, !- Vertex 10 X-coordinate {m}
, !- Vertex 10 Y-coordinate {m}
, !- Vertex 10 Z-coordinate {m}
, !- Vertex 11 X-coordinate {m}
, !- Vertex 11 Y-coordinate {m}
, !- Vertex 11 Z-coordinate {m}
, !- Vertex 12 X-coordinate {m}
, !- Vertex 12 Y-coordinate {m}
, !- Vertex 12 Z-coordinate {m}
, !- Vertex 13 X-coordinate {m}
, !- Vertex 13 Y-coordinate {m}
, !- Vertex 13 Z-coordinate {m}
, !- Vertex 14 X-coordinate {m}
, !- Vertex 14 Y-coordinate {m}
, !- Vertex 14 Z-coordinate {m}
, !- Vertex 15 X-coordinate {m}
, !- Vertex 15 Y-coordinate {m}
, !- Vertex 15 Z-coordinate {m}
, !- Vertex 16 X-coordinate {m}
, !- Vertex 16 Y-coordinate {m}
, !- Vertex 16 Z-coordinate {m}
, !- Vertex 17 X-coordinate {m}
, !- Vertex 17 Y-coordinate {m}
, !- Vertex 17 Z-coordinate {m}
, !- Vertex 18 X-coordinate {m}
, !- Vertex 18 Y-coordinate {m}
, !- Vertex 18 Z-coordinate {m}
, !- Vertex 19 X-coordinate {m}
, !- Vertex 19 Y-coordinate {m}
, !- Vertex 19 Z-coordinate {m}
, !- Vertex 20 X-coordinate {m}
, !- Vertex 20 Y-coordinate {m}
; !- Vertex 20 Z-coordinate {m}
BuildingSurface:Detailed,
L1-104-ProduceCoolers2_Srf_6, !- Name
Wall, !- Surface Type
Hole, !- Construction Name
L1-104-ProduceCoolers2 Thermal Zone, !- Zone Name
Surface, !- Outside Boundary Condition
L1-104-Produce_Srf_2, !- Outside Boundary Condition Object
NoSun, !- Sun Exposure
NoWind, !- Wind Exposure
, !- View Factor to Ground
4, !- Number of Vertices
47.061, !- Vertex 1 X-coordinate {m}
28.164, !- Vertex 1 Y-coordinate {m}
2.134, !- Vertex 1 Z-coordinate {m}
47.061, !- Vertex 2 X-coordinate {m}
28.164, !- Vertex 2 Y-coordinate {m}
0, !- Vertex 2 Z-coordinate {m}
47.061, !- Vertex 3 X-coordinate {m}
34.574, !- Vertex 3 Y-coordinate {m}
0, !- Vertex 3 Z-coordinate {m}
47.061, !- Vertex 4 X-coordinate {m}
34.574, !- Vertex 4 Y-coordinate {m}
2.134, !- Vertex 4 Z-coordinate {m}
, !- Vertex 5 X-coordinate {m}
, !- Vertex 5 Y-coordinate {m}
, !- Vertex 5 Z-coordinate {m}
, !- Vertex 6 X-coordinate {m}
, !- Vertex 6 Y-coordinate {m}
, !- Vertex 6 Z-coordinate {m}
, !- Vertex 7 X-coordinate {m}
, !- Vertex 7 Y-coordinate {m}
, !- Vertex 7 Z-coordinate {m}
, !- Vertex 8 X-coordinate {m}
, !- Vertex 8 Y-coordinate {m}
, !- Vertex 8 Z-coordinate {m}
, !- Vertex 9 X-coordinate {m}
, !- Vertex 9 Y-coordinate {m}
, !- Vertex 9 Z-coordinate {m}
, !- Vertex 10 X-coordinate {m}
, !- Vertex 10 Y-coordinate {m}
, !- Vertex 10 Z-coordinate {m}
, !- Vertex 11 X-coordinate {m}
, !- Vertex 11 Y-coordinate {m}
, !- Vertex 11 Z-coordinate {m}
, !- Vertex 12 X-coordinate {m}
, !- Vertex 12 Y-coordinate {m}
, !- Vertex 12 Z-coordinate {m}
, !- Vertex 13 X-coordinate {m}
, !- Vertex 13 Y-coordinate {m}
, !- Vertex 13 Z-coordinate {m}
, !- Vertex 14 X-coordinate {m}
, !- Vertex 14 Y-coordinate {m}
, !- Vertex 14 Z-coordinate {m}
, !- Vertex 15 X-coordinate {m}
, !- Vertex 15 Y-coordinate {m}
, !- Vertex 15 Z-coordinate {m}
, !- Vertex 16 X-coordinate {m}
, !- Vertex 16 Y-coordinate {m}
, !- Vertex 16 Z-coordinate {m}
, !- Vertex 17 X-coordinate {m}
, !- Vertex 17 Y-coordinate {m}
, !- Vertex 17 Z-coordinate {m}
, !- Vertex 18 X-coordinate {m}
, !- Vertex 18 Y-coordinate {m}
, !- Vertex 18 Z-coordinate {m}
, !- Vertex 19 X-coordinate {m}
, !- Vertex 19 Y-coordinate {m}
, !- Vertex 19 Z-coordinate {m}
, !- Vertex 20 X-coordinate {m}
, !- Vertex 20 Y-coordinate {m}
; !- Vertex 20 Z-coordinate {m}
BuildingSurface:Detailed,
L1-104-ProduceCoolers2_Srf_7, !- Name
Wall, !- Surface Type
Hole, !- Construction Name
L1-104-ProduceCoolers2 Thermal Zone, !- Zone Name
Surface, !- Outside Boundary Condition
L1-104-ProduceCoolers3_Srf_1, !- Outside Boundary Condition Object
NoSun, !- Sun Exposure
NoWind, !- Wind Exposure
, !- View Factor to Ground
4, !- Number of Vertices
47.061, !- Vertex 1 X-coordinate {m}
34.574, !- Vertex 1 Y-coordinate {m}
2.134, !- Vertex 1 Z-coordinate {m}
47.061, !- Vertex 2 X-coordinate {m}
34.574, !- Vertex 2 Y-coordinate {m}
0, !- Vertex 2 Z-coordinate {m}
44.444, !- Vertex 3 X-coordinate {m}
34.574, !- Vertex 3 Y-coordinate {m}
0, !- Vertex 3 Z-coordinate {m}
44.444, !- Vertex 4 X-coordinate {m}
34.574, !- Vertex 4 Y-coordinate {m}
2.134, !- Vertex 4 Z-coordinate {m}
, !- Vertex 5 X-coordinate {m}
, !- Vertex 5 Y-coordinate {m}
, !- Vertex 5 Z-coordinate {m}
, !- Vertex 6 X-coordinate {m}
, !- Vertex 6 Y-coordinate {m}
, !- Vertex 6 Z-coordinate {m}
, !- Vertex 7 X-coordinate {m}
, !- Vertex 7 Y-coordinate {m}
, !- Vertex 7 Z-coordinate {m}
, !- Vertex 8 X-coordinate {m}
, !- Vertex 8 Y-coordinate {m}
, !- Vertex 8 Z-coordinate {m}
, !- Vertex 9 X-coordinate {m}
, !- Vertex 9 Y-coordinate {m}
, !- Vertex 9 Z-coordinate {m}
, !- Vertex 10 X-coordinate {m}
, !- Vertex 10 Y-coordinate {m}
, !- Vertex 10 Z-coordinate {m}
, !- Vertex 11 X-coordinate {m}
, !- Vertex 11 Y-coordinate {m}
, !- Vertex 11 Z-coordinate {m}
, !- Vertex 12 X-coordinate {m}
, !- Vertex 12 Y-coordinate {m}
, !- Vertex 12 Z-coordinate {m}
, !- Vertex 13 X-coordinate {m}
, !- Vertex 13 Y-coordinate {m}
, !- Vertex 13 Z-coordinate {m}
, !- Vertex 14 X-coordinate {m}
, !- Vertex 14 Y-coordinate {m}
, !- Vertex 14 Z-coordinate {m}
, !- Vertex 15 X-coordinate {m}
, !- Vertex 15 Y-coordinate {m}
, !- Vertex 15 Z-coordinate {m}
, !- Vertex 16 X-coordinate {m}
, !- Vertex 16 Y-coordinate {m}
, !- Vertex 16 Z-coordinate {m}
, !- Vertex 17 X-coordinate {m}
, !- Vertex 17 Y-coordinate {m}
, !- Vertex 17 Z-coordinate {m}
, !- Vertex 18 X-coordinate {m}
, !- Vertex 18 Y-coordinate {m}
, !- Vertex 18 Z-coordinate {m}
, !- Vertex 19 X-coordinate {m}
, !- Vertex 19 Y-coordinate {m}
, !- Vertex 19 Z-coordinate {m}
, !- Vertex 20 X-coordinate {m}
, !- Vertex 20 Y-coordinate {m}
; !- Vertex 20 Z-coordinate {m}
BuildingSurface:Detailed,
L1-104-ProduceCoolers2_Srf_8, !- Name
Roof, !- Surface Type
Roof_BOH, !- Construction Name
L1-104-ProduceCoolers2 Thermal Zone, !- Zone Name
Outdoors, !- Outside Boundary Condition
, !- Outside Boundary Condition Object
SunExposed, !- Sun Exposure
WindExposed, !- Wind Exposure
, !- View Factor to Ground
5, !- Number of Vertices
44.444, !- Vertex 1 X-coordinate {m}
34.574, !- Vertex 1 Y-coordinate {m}
2.134, !- Vertex 1 Z-coordinate {m}
44.444, !- Vertex 2 X-coordinate {m}
27.219, !- Vertex 2 Y-coordinate {m}
2.134, !- Vertex 2 Z-coordinate {m}
45.966, !- Vertex 3 X-coordinate {m}
27.219, !- Vertex 3 Y-coordinate {m}
2.134, !- Vertex 3 Z-coordinate {m}
47.061, !- Vertex 4 X-coordinate {m}
28.164, !- Vertex 4 Y-coordinate {m}
2.134, !- Vertex 4 Z-coordinate {m}
47.061, !- Vertex 5 X-coordinate {m}
34.574, !- Vertex 5 Y-coordinate {m}
2.134, !- Vertex 5 Z-coordinate {m}
, !- Vertex 6 X-coordinate {m}
, !- Vertex 6 Y-coordinate {m}
, !- Vertex 6 Z-coordinate {m}
, !- Vertex 7 X-coordinate {m}
, !- Vertex 7 Y-coordinate {m}
, !- Vertex 7 Z-coordinate {m}
, !- Vertex 8 X-coordinate {m}
, !- Vertex 8 Y-coordinate {m}
, !- Vertex 8 Z-coordinate {m}
, !- Vertex 9 X-coordinate {m}
, !- Vertex 9 Y-coordinate {m}
, !- Vertex 9 Z-coordinate {m}
, !- Vertex 10 X-coordinate {m}
, !- Vertex 10 Y-coordinate {m}
, !- Vertex 10 Z-coordinate {m}
, !- Vertex 11 X-coordinate {m}
, !- Vertex 11 Y-coordinate {m}
, !- Vertex 11 Z-coordinate {m}
, !- Vertex 12 X-coordinate {m}
, !- Vertex 12 Y-coordinate {m}
, !- Vertex 12 Z-coordinate {m}
, !- Vertex 13 X-coordinate {m}
, !- Vertex 13 Y-coordinate {m}
, !- Vertex 13 Z-coordinate {m}
, !- Vertex 14 X-coordinate {m}
, !- Vertex 14 Y-coordinate {m}
, !- Vertex 14 Z-coordinate {m}
, !- Vertex 15 X-coordinate {m}
, !- Vertex 15 Y-coordinate {m}
, !- Vertex 15 Z-coordinate {m}
, !- Vertex 16 X-coordinate {m}
, !- Vertex 16 Y-coordinate {m}
, !- Vertex 16 Z-coordinate {m}
, !- Vertex 17 X-coordinate {m}
, !- Vertex 17 Y-coordinate {m}
, !- Vertex 17 Z-coordinate {m}
, !- Vertex 18 X-coordinate {m}
, !- Vertex 18 Y-coordinate {m}
, !- Vertex 18 Z-coordinate {m}
, !- Vertex 19 X-coordinate {m}
, !- Vertex 19 Y-coordinate {m}
, !- Vertex 19 Z-coordinate {m}
, !- Vertex 20 X-coordinate {m}
, !- Vertex 20 Y-coordinate {m}
; !- Vertex 20 Z-coordinate {m}
BuildingSurface:Detailed,
L1-104-ProduceCoolers3_Srf_0, !- Name
Floor, !- Surface Type
Hole, !- Construction Name
L1-104-ProduceCoolers3 Thermal Zone, !- Zone Name
ground, !- Outside Boundary Condition
, !- Outside Boundary Condition Object
NoSun, !- Sun Exposure
NoWind, !- Wind Exposure
, !- View Factor to Ground
4, !- Number of Vertices
47.061, !- Vertex 1 X-coordinate {m}
41.575, !- Vertex 1 Y-coordinate {m}
0, !- Vertex 1 Z-coordinate {m}
47.061, !- Vertex 2 X-coordinate {m}
34.574, !- Vertex 2 Y-coordinate {m}
0, !- Vertex 2 Z-coordinate {m}
44.444, !- Vertex 3 X-coordinate {m}
34.574, !- Vertex 3 Y-coordinate {m}
0, !- Vertex 3 Z-coordinate {m}
44.444, !- Vertex 4 X-coordinate {m}
41.575, !- Vertex 4 Y-coordinate {m}
0, !- Vertex 4 Z-coordinate {m}
, !- Vertex 5 X-coordinate {m}
, !- Vertex 5 Y-coordinate {m}
, !- Vertex 5 Z-coordinate {m}
, !- Vertex 6 X-coordinate {m}
, !- Vertex 6 Y-coordinate {m}
, !- Vertex 6 Z-coordinate {m}
, !- Vertex 7 X-coordinate {m}
, !- Vertex 7 Y-coordinate {m}
, !- Vertex 7 Z-coordinate {m}
, !- Vertex 8 X-coordinate {m}
, !- Vertex 8 Y-coordinate {m}
, !- Vertex 8 Z-coordinate {m}
, !- Vertex 9 X-coordinate {m}
, !- Vertex 9 Y-coordinate {m}
, !- Vertex 9 Z-coordinate {m}
, !- Vertex 10 X-coordinate {m}
, !- Vertex 10 Y-coordinate {m}
, !- Vertex 10 Z-coordinate {m}
, !- Vertex 11 X-coordinate {m}
, !- Vertex 11 Y-coordinate {m}
, !- Vertex 11 Z-coordinate {m}
, !- Vertex 12 X-coordinate {m}
, !- Vertex 12 Y-coordinate {m}
, !- Vertex 12 Z-coordinate {m}
, !- Vertex 13 X-coordinate {m}
, !- Vertex 13 Y-coordinate {m}
, !- Vertex 13 Z-coordinate {m}
, !- Vertex 14 X-coordinate {m}
, !- Vertex 14 Y-coordinate {m}
, !- Vertex 14 Z-coordinate {m}
, !- Vertex 15 X-coordinate {m}
, !- Vertex 15 Y-coordinate {m}
, !- Vertex 15 Z-coordinate {m}
, !- Vertex 16 X-coordinate {m}
, !- Vertex 16 Y-coordinate {m}
, !- Vertex 16 Z-coordinate {m}
, !- Vertex 17 X-coordinate {m}
, !- Vertex 17 Y-coordinate {m}
, !- Vertex 17 Z-coordinate {m}
, !- Vertex 18 X-coordinate {m}
, !- Vertex 18 Y-coordinate {m}
, !- Vertex 18 Z-coordinate {m}
, !- Vertex 19 X-coordinate {m}
, !- Vertex 19 Y-coordinate {m}
, !- Vertex 19 Z-coordinate {m}
, !- Vertex 20 X-coordinate {m}
, !- Vertex 20 Y-coordinate {m}
; !- Vertex 20 Z-coordinate {m}
BuildingSurface:Detailed,
L1-104-ProduceCoolers3_Srf_1, !- Name
Wall, !- Surface Type
Hole, !- Construction Name
L1-104-ProduceCoolers3 Thermal Zone, !- Zone Name
Surface, !- Outside Boundary Condition
L1-104-ProduceCoolers2_Srf_7, !- Outside Boundary Condition Object
NoSun, !- Sun Exposure
NoWind, !- Wind Exposure
, !- View Factor to Ground
4, !- Number of Vertices
44.444, !- Vertex 1 X-coordinate {m}
34.574, !- Vertex 1 Y-coordinate {m}
2.134, !- Vertex 1 Z-coordinate {m}
44.444, !- Vertex 2 X-coordinate {m}
34.574, !- Vertex 2 Y-coordinate {m}
0, !- Vertex 2 Z-coordinate {m}
47.061, !- Vertex 3 X-coordinate {m}
34.574, !- Vertex 3 Y-coordinate {m}
0, !- Vertex 3 Z-coordinate {m}
47.061, !- Vertex 4 X-coordinate {m}
34.574, !- Vertex 4 Y-coordinate {m}
2.134, !- Vertex 4 Z-coordinate {m}
, !- Vertex 5 X-coordinate {m}
, !- Vertex 5 Y-coordinate {m}
, !- Vertex 5 Z-coordinate {m}
, !- Vertex 6 X-coordinate {m}
, !- Vertex 6 Y-coordinate {m}
, !- Vertex 6 Z-coordinate {m}
, !- Vertex 7 X-coordinate {m}
, !- Vertex 7 Y-coordinate {m}
, !- Vertex 7 Z-coordinate {m}
, !- Vertex 8 X-coordinate {m}
, !- Vertex 8 Y-coordinate {m}
, !- Vertex 8 Z-coordinate {m}
, !- Vertex 9 X-coordinate {m}
, !- Vertex 9 Y-coordinate {m}
, !- Vertex 9 Z-coordinate {m}
, !- Vertex 10 X-coordinate {m}
, !- Vertex 10 Y-coordinate {m}
, !- Vertex 10 Z-coordinate {m}
, !- Vertex 11 X-coordinate {m}
, !- Vertex 11 Y-coordinate {m}
, !- Vertex 11 Z-coordinate {m}
, !- Vertex 12 X-coordinate {m}
, !- Vertex 12 Y-coordinate {m}
, !- Vertex 12 Z-coordinate {m}
, !- Vertex 13 X-coordinate {m}
, !- Vertex 13 Y-coordinate {m}
, !- Vertex 13 Z-coordinate {m}
, !- Vertex 14 X-coordinate {m}
, !- Vertex 14 Y-coordinate {m}
, !- Vertex 14 Z-coordinate {m}
, !- Vertex 15 X-coordinate {m}
, !- Vertex 15 Y-coordinate {m}
, !- Vertex 15 Z-coordinate {m}
, !- Vertex 16 X-coordinate {m}
, !- Vertex 16 Y-coordinate {m}
, !- Vertex 16 Z-coordinate {m}
, !- Vertex 17 X-coordinate {m}
, !- Vertex 17 Y-coordinate {m}
, !- Vertex 17 Z-coordinate {m}
, !- Vertex 18 X-coordinate {m}
, !- Vertex 18 Y-coordinate {m}
, !- Vertex 18 Z-coordinate {m}
, !- Vertex 19 X-coordinate {m}
, !- Vertex 19 Y-coordinate {m}
, !- Vertex 19 Z-coordinate {m}
, !- Vertex 20 X-coordinate {m}
, !- Vertex 20 Y-coordinate {m}
; !- Vertex 20 Z-coordinate {m}
BuildingSurface:Detailed,
L1-104-ProduceCoolers3_Srf_2, !- Name
Wall, !- Surface Type
Hole, !- Construction Name
L1-104-ProduceCoolers3 Thermal Zone, !- Zone Name
Surface, !- Outside Boundary Condition
L1-104-Produce_Srf_1, !- Outside Boundary Condition Object
NoSun, !- Sun Exposure
NoWind, !- Wind Exposure
, !- View Factor to Ground
4, !- Number of Vertices
47.061, !- Vertex 1 X-coordinate {m}
34.574, !- Vertex 1 Y-coordinate {m}
2.134, !- Vertex 1 Z-coordinate {m}
47.061, !- Vertex 2 X-coordinate {m}
34.574, !- Vertex 2 Y-coordinate {m}
0, !- Vertex 2 Z-coordinate {m}
47.061, !- Vertex 3 X-coordinate {m}
41.575, !- Vertex 3 Y-coordinate {m}
0, !- Vertex 3 Z-coordinate {m}
47.061, !- Vertex 4 X-coordinate {m}
41.575, !- Vertex 4 Y-coordinate {m}
2.134, !- Vertex 4 Z-coordinate {m}
, !- Vertex 5 X-coordinate {m}
, !- Vertex 5 Y-coordinate {m}
, !- Vertex 5 Z-coordinate {m}
, !- Vertex 6 X-coordinate {m}
, !- Vertex 6 Y-coordinate {m}
, !- Vertex 6 Z-coordinate {m}
, !- Vertex 7 X-coordinate {m}
, !- Vertex 7 Y-coordinate {m}
, !- Vertex 7 Z-coordinate {m}
, !- Vertex 8 X-coordinate {m}
, !- Vertex 8 Y-coordinate {m}
, !- Vertex 8 Z-coordinate {m}
, !- Vertex 9 X-coordinate {m}
, !- Vertex 9 Y-coordinate {m}
, !- Vertex 9 Z-coordinate {m}
, !- Vertex 10 X-coordinate {m}
, !- Vertex 10 Y-coordinate {m}
, !- Vertex 10 Z-coordinate {m}
, !- Vertex 11 X-coordinate {m}
, !- Vertex 11 Y-coordinate {m}
, !- Vertex 11 Z-coordinate {m}
, !- Vertex 12 X-coordinate {m}
, !- Vertex 12 Y-coordinate {m}
, !- Vertex 12 Z-coordinate {m}
, !- Vertex 13 X-coordinate {m}
, !- Vertex 13 Y-coordinate {m}
, !- Vertex 13 Z-coordinate {m}
, !- Vertex 14 X-coordinate {m}
, !- Vertex 14 Y-coordinate {m}
, !- Vertex 14 Z-coordinate {m}
, !- Vertex 15 X-coordinate {m}
, !- Vertex 15 Y-coordinate {m}
, !- Vertex 15 Z-coordinate {m}
, !- Vertex 16 X-coordinate {m}
, !- Vertex 16 Y-coordinate {m}
, !- Vertex 16 Z-coordinate {m}
, !- Vertex 17 X-coordinate {m}
, !- Vertex 17 Y-coordinate {m}
, !- Vertex 17 Z-coordinate {m}
, !- Vertex 18 X-coordinate {m}
, !- Vertex 18 Y-coordinate {m}
, !- Vertex 18 Z-coordinate {m}
, !- Vertex 19 X-coordinate {m}
, !- Vertex 19 Y-coordinate {m}
, !- Vertex 19 Z-coordinate {m}
, !- Vertex 20 X-coordinate {m}
, !- Vertex 20 Y-coordinate {m}
; !- Vertex 20 Z-coordinate {m}
BuildingSurface:Detailed,
L1-104-ProduceCoolers3_Srf_3, !- Name
Wall, !- Surface Type
Hole, !- Construction Name
L1-104-ProduceCoolers3 Thermal Zone, !- Zone Name
Surface, !- Outside Boundary Condition
L1-104-ProduceCirculation_Srf_5, !- Outside Boundary Condition Object
NoSun, !- Sun Exposure
NoWind, !- Wind Exposure
, !- View Factor to Ground
4, !- Number of Vertices
47.061, !- Vertex 1 X-coordinate {m}
41.575, !- Vertex 1 Y-coordinate {m}
2.134, !- Vertex 1 Z-coordinate {m}
47.061, !- Vertex 2 X-coordinate {m}
41.575, !- Vertex 2 Y-coordinate {m}
0, !- Vertex 2 Z-coordinate {m}
44.444, !- Vertex 3 X-coordinate {m}
41.575, !- Vertex 3 Y-coordinate {m}
0, !- Vertex 3 Z-coordinate {m}
44.444, !- Vertex 4 X-coordinate {m}
41.575, !- Vertex 4 Y-coordinate {m}
2.134, !- Vertex 4 Z-coordinate {m}
, !- Vertex 5 X-coordinate {m}
, !- Vertex 5 Y-coordinate {m}
, !- Vertex 5 Z-coordinate {m}
, !- Vertex 6 X-coordinate {m}
, !- Vertex 6 Y-coordinate {m}
, !- Vertex 6 Z-coordinate {m}
, !- Vertex 7 X-coordinate {m}
, !- Vertex 7 Y-coordinate {m}
, !- Vertex 7 Z-coordinate {m}
, !- Vertex 8 X-coordinate {m}
, !- Vertex 8 Y-coordinate {m}
, !- Vertex 8 Z-coordinate {m}
, !- Vertex 9 X-coordinate {m}
, !- Vertex 9 Y-coordinate {m}
, !- Vertex 9 Z-coordinate {m}
, !- Vertex 10 X-coordinate {m}
, !- Vertex 10 Y-coordinate {m}
, !- Vertex 10 Z-coordinate {m}
, !- Vertex 11 X-coordinate {m}
, !- Vertex 11 Y-coordinate {m}
, !- Vertex 11 Z-coordinate {m}
, !- Vertex 12 X-coordinate {m}
, !- Vertex 12 Y-coordinate {m}
, !- Vertex 12 Z-coordinate {m}
, !- Vertex 13 X-coordinate {m}
, !- Vertex 13 Y-coordinate {m}
, !- Vertex 13 Z-coordinate {m}
, !- Vertex 14 X-coordinate {m}
, !- Vertex 14 Y-coordinate {m}
, !- Vertex 14 Z-coordinate {m}
, !- Vertex 15 X-coordinate {m}
, !- Vertex 15 Y-coordinate {m}
, !- Vertex 15 Z-coordinate {m}
, !- Vertex 16 X-coordinate {m}
, !- Vertex 16 Y-coordinate {m}
, !- Vertex 16 Z-coordinate {m}
, !- Vertex 17 X-coordinate {m}
, !- Vertex 17 Y-coordinate {m}
, !- Vertex 17 Z-coordinate {m}
, !- Vertex 18 X-coordinate {m}
, !- Vertex 18 Y-coordinate {m}
, !- Vertex 18 Z-coordinate {m}
, !- Vertex 19 X-coordinate {m}
, !- Vertex 19 Y-coordinate {m}
, !- Vertex 19 Z-coordinate {m}
, !- Vertex 20 X-coordinate {m}
, !- Vertex 20 Y-coordinate {m}
; !- Vertex 20 Z-coordinate {m}
BuildingSurface:Detailed,
L1-104-ProduceCoolers3_Srf_4, !- Name
Wall, !- Surface Type
Hole, !- Construction Name
L1-104-ProduceCoolers3 Thermal Zone, !- Zone Name
Surface, !- Outside Boundary Condition
L1-110-ProducePrep_Srf_5,!- Outside Boundary Condition Object
NoSun, !- Sun Exposure
NoWind, !- Wind Exposure
, !- View Factor to Ground
4, !- Number of Vertices
44.444, !- Vertex 1 X-coordinate {m}
41.575, !- Vertex 1 Y-coordinate {m}
2.134, !- Vertex 1 Z-coordinate {m}
44.444, !- Vertex 2 X-coordinate {m}
41.575, !- Vertex 2 Y-coordinate {m}
0, !- Vertex 2 Z-coordinate {m}
44.444, !- Vertex 3 X-coordinate {m}
40.718, !- Vertex 3 Y-coordinate {m}
0, !- Vertex 3 Z-coordinate {m}
44.444, !- Vertex 4 X-coordinate {m}
40.718, !- Vertex 4 Y-coordinate {m}
2.134, !- Vertex 4 Z-coordinate {m}
, !- Vertex 5 X-coordinate {m}
, !- Vertex 5 Y-coordinate {m}
, !- Vertex 5 Z-coordinate {m}
, !- Vertex 6 X-coordinate {m}
, !- Vertex 6 Y-coordinate {m}
, !- Vertex 6 Z-coordinate {m}
, !- Vertex 7 X-coordinate {m}
, !- Vertex 7 Y-coordinate {m}
, !- Vertex 7 Z-coordinate {m}
, !- Vertex 8 X-coordinate {m}
, !- Vertex 8 Y-coordinate {m}
, !- Vertex 8 Z-coordinate {m}
, !- Vertex 9 X-coordinate {m}
, !- Vertex 9 Y-coordinate {m}
, !- Vertex 9 Z-coordinate {m}
, !- Vertex 10 X-coordinate {m}
, !- Vertex 10 Y-coordinate {m}
, !- Vertex 10 Z-coordinate {m}
, !- Vertex 11 X-coordinate {m}
, !- Vertex 11 Y-coordinate {m}
, !- Vertex 11 Z-coordinate {m}
, !- Vertex 12 X-coordinate {m}
, !- Vertex 12 Y-coordinate {m}
, !- Vertex 12 Z-coordinate {m}
, !- Vertex 13 X-coordinate {m}
, !- Vertex 13 Y-coordinate {m}
, !- Vertex 13 Z-coordinate {m}
, !- Vertex 14 X-coordinate {m}
, !- Vertex 14 Y-coordinate {m}
, !- Vertex 14 Z-coordinate {m}
, !- Vertex 15 X-coordinate {m}
, !- Vertex 15 Y-coordinate {m}
, !- Vertex 15 Z-coordinate {m}
, !- Vertex 16 X-coordinate {m}
, !- Vertex 16 Y-coordinate {m}
, !- Vertex 16 Z-coordinate {m}
, !- Vertex 17 X-coordinate {m}
, !- Vertex 17 Y-coordinate {m}
, !- Vertex 17 Z-coordinate {m}
, !- Vertex 18 X-coordinate {m}
, !- Vertex 18 Y-coordinate {m}
, !- Vertex 18 Z-coordinate {m}
, !- Vertex 19 X-coordinate {m}
, !- Vertex 19 Y-coordinate {m}
, !- Vertex 19 Z-coordinate {m}
, !- Vertex 20 X-coordinate {m}
, !- Vertex 20 Y-coordinate {m}
; !- Vertex 20 Z-coordinate {m}
BuildingSurface:Detailed,
L1-104-ProduceCoolers3_Srf_5, !- Name
Wall, !- Surface Type
Hole, !- Construction Name
L1-104-ProduceCoolers3 Thermal Zone, !- Zone Name
Surface, !- Outside Boundary Condition
L1-108-ProduceCooler_Srf_6, !- Outside Boundary Condition Object
NoSun, !- Sun Exposure
NoWind, !- Wind Exposure
, !- View Factor to Ground
4, !- Number of Vertices
44.444, !- Vertex 1 X-coordinate {m}
40.718, !- Vertex 1 Y-coordinate {m}
2.134, !- Vertex 1 Z-coordinate {m}
44.444, !- Vertex 2 X-coordinate {m}
40.718, !- Vertex 2 Y-coordinate {m}
0, !- Vertex 2 Z-coordinate {m}
44.444, !- Vertex 3 X-coordinate {m}
34.574, !- Vertex 3 Y-coordinate {m}
0, !- Vertex 3 Z-coordinate {m}
44.444, !- Vertex 4 X-coordinate {m}
34.574, !- Vertex 4 Y-coordinate {m}
2.134, !- Vertex 4 Z-coordinate {m}
, !- Vertex 5 X-coordinate {m}
, !- Vertex 5 Y-coordinate {m}
, !- Vertex 5 Z-coordinate {m}
, !- Vertex 6 X-coordinate {m}
, !- Vertex 6 Y-coordinate {m}
, !- Vertex 6 Z-coordinate {m}
, !- Vertex 7 X-coordinate {m}
, !- Vertex 7 Y-coordinate {m}
, !- Vertex 7 Z-coordinate {m}
, !- Vertex 8 X-coordinate {m}
, !- Vertex 8 Y-coordinate {m}
, !- Vertex 8 Z-coordinate {m}
, !- Vertex 9 X-coordinate {m}
, !- Vertex 9 Y-coordinate {m}
, !- Vertex 9 Z-coordinate {m}
, !- Vertex 10 X-coordinate {m}
, !- Vertex 10 Y-coordinate {m}
, !- Vertex 10 Z-coordinate {m}
, !- Vertex 11 X-coordinate {m}
, !- Vertex 11 Y-coordinate {m}
, !- Vertex 11 Z-coordinate {m}
, !- Vertex 12 X-coordinate {m}
, !- Vertex 12 Y-coordinate {m}
, !- Vertex 12 Z-coordinate {m}
, !- Vertex 13 X-coordinate {m}
, !- Vertex 13 Y-coordinate {m}
, !- Vertex 13 Z-coordinate {m}
, !- Vertex 14 X-coordinate {m}
, !- Vertex 14 Y-coordinate {m}
, !- Vertex 14 Z-coordinate {m}
, !- Vertex 15 X-coordinate {m}
, !- Vertex 15 Y-coordinate {m}
, !- Vertex 15 Z-coordinate {m}
, !- Vertex 16 X-coordinate {m}
, !- Vertex 16 Y-coordinate {m}
, !- Vertex 16 Z-coordinate {m}
, !- Vertex 17 X-coordinate {m}
, !- Vertex 17 Y-coordinate {m}
, !- Vertex 17 Z-coordinate {m}
, !- Vertex 18 X-coordinate {m}
, !- Vertex 18 Y-coordinate {m}
, !- Vertex 18 Z-coordinate {m}
, !- Vertex 19 X-coordinate {m}
, !- Vertex 19 Y-coordinate {m}
, !- Vertex 19 Z-coordinate {m}
, !- Vertex 20 X-coordinate {m}
, !- Vertex 20 Y-coordinate {m}
; !- Vertex 20 Z-coordinate {m}
BuildingSurface:Detailed,
L1-104-ProduceCoolers3_Srf_6, !- Name
Roof, !- Surface Type
Roof_BOH, !- Construction Name
L1-104-ProduceCoolers3 Thermal Zone, !- Zone Name
Outdoors, !- Outside Boundary Condition
, !- Outside Boundary Condition Object
SunExposed, !- Sun Exposure
WindExposed, !- Wind Exposure
, !- View Factor to Ground
4, !- Number of Vertices
44.444, !- Vertex 1 X-coordinate {m}
41.575, !- Vertex 1 Y-coordinate {m}
2.134, !- Vertex 1 Z-coordinate {m}
44.444, !- Vertex 2 X-coordinate {m}
34.574, !- Vertex 2 Y-coordinate {m}
2.134, !- Vertex 2 Z-coordinate {m}
47.061, !- Vertex 3 X-coordinate {m}
34.574, !- Vertex 3 Y-coordinate {m}
2.134, !- Vertex 3 Z-coordinate {m}
47.061, !- Vertex 4 X-coordinate {m}
41.575, !- Vertex 4 Y-coordinate {m}
2.134, !- Vertex 4 Z-coordinate {m}
, !- Vertex 5 X-coordinate {m}
, !- Vertex 5 Y-coordinate {m}
, !- Vertex 5 Z-coordinate {m}
, !- Vertex 6 X-coordinate {m}
, !- Vertex 6 Y-coordinate {m}
, !- Vertex 6 Z-coordinate {m}
, !- Vertex 7 X-coordinate {m}
, !- Vertex 7 Y-coordinate {m}
, !- Vertex 7 Z-coordinate {m}
, !- Vertex 8 X-coordinate {m}
, !- Vertex 8 Y-coordinate {m}
, !- Vertex 8 Z-coordinate {m}
, !- Vertex 9 X-coordinate {m}
, !- Vertex 9 Y-coordinate {m}
, !- Vertex 9 Z-coordinate {m}
, !- Vertex 10 X-coordinate {m}
, !- Vertex 10 Y-coordinate {m}
, !- Vertex 10 Z-coordinate {m}
, !- Vertex 11 X-coordinate {m}
, !- Vertex 11 Y-coordinate {m}
, !- Vertex 11 Z-coordinate {m}
, !- Vertex 12 X-coordinate {m}
, !- Vertex 12 Y-coordinate {m}
, !- Vertex 12 Z-coordinate {m}
, !- Vertex 13 X-coordinate {m}
, !- Vertex 13 Y-coordinate {m}
, !- Vertex 13 Z-coordinate {m}
, !- Vertex 14 X-coordinate {m}
, !- Vertex 14 Y-coordinate {m}
, !- Vertex 14 Z-coordinate {m}
, !- Vertex 15 X-coordinate {m}
, !- Vertex 15 Y-coordinate {m}
, !- Vertex 15 Z-coordinate {m}
, !- Vertex 16 X-coordinate {m}
, !- Vertex 16 Y-coordinate {m}
, !- Vertex 16 Z-coordinate {m}
, !- Vertex 17 X-coordinate {m}
, !- Vertex 17 Y-coordinate {m}
, !- Vertex 17 Z-coordinate {m}
, !- Vertex 18 X-coordinate {m}
, !- Vertex 18 Y-coordinate {m}
, !- Vertex 18 Z-coordinate {m}
, !- Vertex 19 X-coordinate {m}
, !- Vertex 19 Y-coordinate {m}
, !- Vertex 19 Z-coordinate {m}
, !- Vertex 20 X-coordinate {m}
, !- Vertex 20 Y-coordinate {m}
; !- Vertex 20 Z-coordinate {m}
BuildingSurface:Detailed,
L1-106-Receiving_Srf_0, !- Name
Floor, !- Surface Type
Hole, !- Construction Name
L1-106-Receiving Thermal Zone, !- Zone Name
ground, !- Outside Boundary Condition
, !- Outside Boundary Condition Object
NoSun, !- Sun Exposure
NoWind, !- Wind Exposure
, !- View Factor to Ground
6, !- Number of Vertices
42.093, !- Vertex 1 X-coordinate {m}
33.498, !- Vertex 1 Y-coordinate {m}
0, !- Vertex 1 Z-coordinate {m}
42.093, !- Vertex 2 X-coordinate {m}
30.309, !- Vertex 2 Y-coordinate {m}
0, !- Vertex 2 Z-coordinate {m}
43.149, !- Vertex 3 X-coordinate {m}
30.309, !- Vertex 3 Y-coordinate {m}
0, !- Vertex 3 Z-coordinate {m}
43.149, !- Vertex 4 X-coordinate {m}
25.878, !- Vertex 4 Y-coordinate {m}
0, !- Vertex 4 Z-coordinate {m}
38.222, !- Vertex 5 X-coordinate {m}
25.878, !- Vertex 5 Y-coordinate {m}
0, !- Vertex 5 Z-coordinate {m}
38.222, !- Vertex 6 X-coordinate {m}
33.498, !- Vertex 6 Y-coordinate {m}
0, !- Vertex 6 Z-coordinate {m}
, !- Vertex 7 X-coordinate {m}
, !- Vertex 7 Y-coordinate {m}
, !- Vertex 7 Z-coordinate {m}
, !- Vertex 8 X-coordinate {m}
, !- Vertex 8 Y-coordinate {m}
, !- Vertex 8 Z-coordinate {m}
, !- Vertex 9 X-coordinate {m}
, !- Vertex 9 Y-coordinate {m}
, !- Vertex 9 Z-coordinate {m}
, !- Vertex 10 X-coordinate {m}
, !- Vertex 10 Y-coordinate {m}
, !- Vertex 10 Z-coordinate {m}
, !- Vertex 11 X-coordinate {m}
, !- Vertex 11 Y-coordinate {m}
, !- Vertex 11 Z-coordinate {m}
, !- Vertex 12 X-coordinate {m}
, !- Vertex 12 Y-coordinate {m}
, !- Vertex 12 Z-coordinate {m}
, !- Vertex 13 X-coordinate {m}
, !- Vertex 13 Y-coordinate {m}
, !- Vertex 13 Z-coordinate {m}
, !- Vertex 14 X-coordinate {m}
, !- Vertex 14 Y-coordinate {m}
, !- Vertex 14 Z-coordinate {m}
, !- Vertex 15 X-coordinate {m}
, !- Vertex 15 Y-coordinate {m}
, !- Vertex 15 Z-coordinate {m}
, !- Vertex 16 X-coordinate {m}
, !- Vertex 16 Y-coordinate {m}
, !- Vertex 16 Z-coordinate {m}
, !- Vertex 17 X-coordinate {m}
, !- Vertex 17 Y-coordinate {m}
, !- Vertex 17 Z-coordinate {m}
, !- Vertex 18 X-coordinate {m}
, !- Vertex 18 Y-coordinate {m}
, !- Vertex 18 Z-coordinate {m}
, !- Vertex 19 X-coordinate {m}
, !- Vertex 19 Y-coordinate {m}
, !- Vertex 19 Z-coordinate {m}
, !- Vertex 20 X-coordinate {m}
, !- Vertex 20 Y-coordinate {m}
; !- Vertex 20 Z-coordinate {m}
BuildingSurface:Detailed,
L1-106-Receiving_Srf_1, !- Name
Wall, !- Surface Type
Hole, !- Construction Name
L1-106-Receiving Thermal Zone, !- Zone Name
Surface, !- Outside Boundary Condition
L1-102-ReceivingOffice_Srf_5, !- Outside Boundary Condition Object
NoSun, !- Sun Exposure
NoWind, !- Wind Exposure
, !- View Factor to Ground
4, !- Number of Vertices
43.149, !- Vertex 1 X-coordinate {m}
30.309, !- Vertex 1 Y-coordinate {m}
2.134, !- Vertex 1 Z-coordinate {m}
43.149, !- Vertex 2 X-coordinate {m}
30.309, !- Vertex 2 Y-coordinate {m}
0, !- Vertex 2 Z-coordinate {m}
42.093, !- Vertex 3 X-coordinate {m}
30.309, !- Vertex 3 Y-coordinate {m}
0, !- Vertex 3 Z-coordinate {m}
42.093, !- Vertex 4 X-coordinate {m}
30.309, !- Vertex 4 Y-coordinate {m}
2.134, !- Vertex 4 Z-coordinate {m}
, !- Vertex 5 X-coordinate {m}
, !- Vertex 5 Y-coordinate {m}
, !- Vertex 5 Z-coordinate {m}
, !- Vertex 6 X-coordinate {m}
, !- Vertex 6 Y-coordinate {m}
, !- Vertex 6 Z-coordinate {m}
, !- Vertex 7 X-coordinate {m}
, !- Vertex 7 Y-coordinate {m}
, !- Vertex 7 Z-coordinate {m}
, !- Vertex 8 X-coordinate {m}
, !- Vertex 8 Y-coordinate {m}
, !- Vertex 8 Z-coordinate {m}
, !- Vertex 9 X-coordinate {m}
, !- Vertex 9 Y-coordinate {m}
, !- Vertex 9 Z-coordinate {m}
, !- Vertex 10 X-coordinate {m}
, !- Vertex 10 Y-coordinate {m}
, !- Vertex 10 Z-coordinate {m}
, !- Vertex 11 X-coordinate {m}
, !- Vertex 11 Y-coordinate {m}
, !- Vertex 11 Z-coordinate {m}
, !- Vertex 12 X-coordinate {m}
, !- Vertex 12 Y-coordinate {m}
, !- Vertex 12 Z-coordinate {m}
, !- Vertex 13 X-coordinate {m}
, !- Vertex 13 Y-coordinate {m}
, !- Vertex 13 Z-coordinate {m}
, !- Vertex 14 X-coordinate {m}
, !- Vertex 14 Y-coordinate {m}
, !- Vertex 14 Z-coordinate {m}
, !- Vertex 15 X-coordinate {m}
, !- Vertex 15 Y-coordinate {m}
, !- Vertex 15 Z-coordinate {m}
, !- Vertex 16 X-coordinate {m}
, !- Vertex 16 Y-coordinate {m}
, !- Vertex 16 Z-coordinate {m}
, !- Vertex 17 X-coordinate {m}
, !- Vertex 17 Y-coordinate {m}
, !- Vertex 17 Z-coordinate {m}
, !- Vertex 18 X-coordinate {m}
, !- Vertex 18 Y-coordinate {m}
, !- Vertex 18 Z-coordinate {m}
, !- Vertex 19 X-coordinate {m}
, !- Vertex 19 Y-coordinate {m}
, !- Vertex 19 Z-coordinate {m}
, !- Vertex 20 X-coordinate {m}
, !- Vertex 20 Y-coordinate {m}
; !- Vertex 20 Z-coordinate {m}
BuildingSurface:Detailed,
L1-106-Receiving_Srf_2, !- Name
Wall, !- Surface Type
Hole, !- Construction Name
L1-106-Receiving Thermal Zone, !- Zone Name
Surface, !- Outside Boundary Condition
L1-102-ReceivingOffice_Srf_4, !- Outside Boundary Condition Object
NoSun, !- Sun Exposure
NoWind, !- Wind Exposure
, !- View Factor to Ground
4, !- Number of Vertices
42.093, !- Vertex 1 X-coordinate {m}
30.309, !- Vertex 1 Y-coordinate {m}
2.134, !- Vertex 1 Z-coordinate {m}
42.093, !- Vertex 2 X-coordinate {m}
30.309, !- Vertex 2 Y-coordinate {m}
0, !- Vertex 2 Z-coordinate {m}
42.093, !- Vertex 3 X-coordinate {m}
33.498, !- Vertex 3 Y-coordinate {m}
0, !- Vertex 3 Z-coordinate {m}
42.093, !- Vertex 4 X-coordinate {m}
33.498, !- Vertex 4 Y-coordinate {m}
2.134, !- Vertex 4 Z-coordinate {m}
, !- Vertex 5 X-coordinate {m}
, !- Vertex 5 Y-coordinate {m}
, !- Vertex 5 Z-coordinate {m}
, !- Vertex 6 X-coordinate {m}
, !- Vertex 6 Y-coordinate {m}
, !- Vertex 6 Z-coordinate {m}
, !- Vertex 7 X-coordinate {m}
, !- Vertex 7 Y-coordinate {m}
, !- Vertex 7 Z-coordinate {m}
, !- Vertex 8 X-coordinate {m}
, !- Vertex 8 Y-coordinate {m}
, !- Vertex 8 Z-coordinate {m}
, !- Vertex 9 X-coordinate {m}
, !- Vertex 9 Y-coordinate {m}
, !- Vertex 9 Z-coordinate {m}
, !- Vertex 10 X-coordinate {m}
, !- Vertex 10 Y-coordinate {m}
, !- Vertex 10 Z-coordinate {m}
, !- Vertex 11 X-coordinate {m}
, !- Vertex 11 Y-coordinate {m}
, !- Vertex 11 Z-coordinate {m}
, !- Vertex 12 X-coordinate {m}
, !- Vertex 12 Y-coordinate {m}
, !- Vertex 12 Z-coordinate {m}
, !- Vertex 13 X-coordinate {m}
, !- Vertex 13 Y-coordinate {m}
, !- Vertex 13 Z-coordinate {m}
, !- Vertex 14 X-coordinate {m}
, !- Vertex 14 Y-coordinate {m}
, !- Vertex 14 Z-coordinate {m}
, !- Vertex 15 X-coordinate {m}
, !- Vertex 15 Y-coordinate {m}
, !- Vertex 15 Z-coordinate {m}
, !- Vertex 16 X-coordinate {m}
, !- Vertex 16 Y-coordinate {m}
, !- Vertex 16 Z-coordinate {m}
, !- Vertex 17 X-coordinate {m}
, !- Vertex 17 Y-coordinate {m}
, !- Vertex 17 Z-coordinate {m}
, !- Vertex 18 X-coordinate {m}
, !- Vertex 18 Y-coordinate {m}
, !- Vertex 18 Z-coordinate {m}
, !- Vertex 19 X-coordinate {m}
, !- Vertex 19 Y-coordinate {m}
, !- Vertex 19 Z-coordinate {m}
, !- Vertex 20 X-coordinate {m}
, !- Vertex 20 Y-coordinate {m}
; !- Vertex 20 Z-coordinate {m}
BuildingSurface:Detailed,
L1-106-Receiving_Srf_3, !- Name
Wall, !- Surface Type
Hole, !- Construction Name
L1-106-Receiving Thermal Zone, !- Zone Name
Surface, !- Outside Boundary Condition
L1-108-ProduceCooler_Srf_3, !- Outside Boundary Condition Object
NoSun, !- Sun Exposure
NoWind, !- Wind Exposure
, !- View Factor to Ground
4, !- Number of Vertices
42.093, !- Vertex 1 X-coordinate {m}
33.498, !- Vertex 1 Y-coordinate {m}
2.134, !- Vertex 1 Z-coordinate {m}
42.093, !- Vertex 2 X-coordinate {m}
33.498, !- Vertex 2 Y-coordinate {m}
0, !- Vertex 2 Z-coordinate {m}
40.264, !- Vertex 3 X-coordinate {m}
33.498, !- Vertex 3 Y-coordinate {m}
0, !- Vertex 3 Z-coordinate {m}
40.264, !- Vertex 4 X-coordinate {m}
33.498, !- Vertex 4 Y-coordinate {m}
2.134, !- Vertex 4 Z-coordinate {m}
, !- Vertex 5 X-coordinate {m}
, !- Vertex 5 Y-coordinate {m}
, !- Vertex 5 Z-coordinate {m}
, !- Vertex 6 X-coordinate {m}
, !- Vertex 6 Y-coordinate {m}
, !- Vertex 6 Z-coordinate {m}
, !- Vertex 7 X-coordinate {m}
, !- Vertex 7 Y-coordinate {m}
, !- Vertex 7 Z-coordinate {m}
, !- Vertex 8 X-coordinate {m}
, !- Vertex 8 Y-coordinate {m}
, !- Vertex 8 Z-coordinate {m}
, !- Vertex 9 X-coordinate {m}
, !- Vertex 9 Y-coordinate {m}
, !- Vertex 9 Z-coordinate {m}
, !- Vertex 10 X-coordinate {m}
, !- Vertex 10 Y-coordinate {m}
, !- Vertex 10 Z-coordinate {m}
, !- Vertex 11 X-coordinate {m}
, !- Vertex 11 Y-coordinate {m}
, !- Vertex 11 Z-coordinate {m}
, !- Vertex 12 X-coordinate {m}
, !- Vertex 12 Y-coordinate {m}
, !- Vertex 12 Z-coordinate {m}
, !- Vertex 13 X-coordinate {m}
, !- Vertex 13 Y-coordinate {m}
, !- Vertex 13 Z-coordinate {m}
, !- Vertex 14 X-coordinate {m}
, !- Vertex 14 Y-coordinate {m}
, !- Vertex 14 Z-coordinate {m}
, !- Vertex 15 X-coordinate {m}
, !- Vertex 15 Y-coordinate {m}
, !- Vertex 15 Z-coordinate {m}
, !- Vertex 16 X-coordinate {m}
, !- Vertex 16 Y-coordinate {m}
, !- Vertex 16 Z-coordinate {m}
, !- Vertex 17 X-coordinate {m}
, !- Vertex 17 Y-coordinate {m}
, !- Vertex 17 Z-coordinate {m}
, !- Vertex 18 X-coordinate {m}
, !- Vertex 18 Y-coordinate {m}
, !- Vertex 18 Z-coordinate {m}
, !- Vertex 19 X-coordinate {m}
, !- Vertex 19 Y-coordinate {m}
, !- Vertex 19 Z-coordinate {m}
, !- Vertex 20 X-coordinate {m}
, !- Vertex 20 Y-coordinate {m}
; !- Vertex 20 Z-coordinate {m}
BuildingSurface:Detailed,
L1-106-Receiving_Srf_4, !- Name
Wall, !- Surface Type
Hole, !- Construction Name
L1-106-Receiving Thermal Zone, !- Zone Name
Surface, !- Outside Boundary Condition
L1-109-Corridor_Srf_3, !- Outside Boundary Condition Object
NoSun, !- Sun Exposure
NoWind, !- Wind Exposure
, !- View Factor to Ground
4, !- Number of Vertices
40.264, !- Vertex 1 X-coordinate {m}
33.498, !- Vertex 1 Y-coordinate {m}
2.134, !- Vertex 1 Z-coordinate {m}
40.264, !- Vertex 2 X-coordinate {m}
33.498, !- Vertex 2 Y-coordinate {m}
0, !- Vertex 2 Z-coordinate {m}
38.222, !- Vertex 3 X-coordinate {m}
33.498, !- Vertex 3 Y-coordinate {m}
0, !- Vertex 3 Z-coordinate {m}
38.222, !- Vertex 4 X-coordinate {m}
33.498, !- Vertex 4 Y-coordinate {m}
2.134, !- Vertex 4 Z-coordinate {m}
, !- Vertex 5 X-coordinate {m}
, !- Vertex 5 Y-coordinate {m}
, !- Vertex 5 Z-coordinate {m}
, !- Vertex 6 X-coordinate {m}
, !- Vertex 6 Y-coordinate {m}
, !- Vertex 6 Z-coordinate {m}
, !- Vertex 7 X-coordinate {m}
, !- Vertex 7 Y-coordinate {m}
, !- Vertex 7 Z-coordinate {m}
, !- Vertex 8 X-coordinate {m}
, !- Vertex 8 Y-coordinate {m}
, !- Vertex 8 Z-coordinate {m}
, !- Vertex 9 X-coordinate {m}
, !- Vertex 9 Y-coordinate {m}
, !- Vertex 9 Z-coordinate {m}
, !- Vertex 10 X-coordinate {m}
, !- Vertex 10 Y-coordinate {m}
, !- Vertex 10 Z-coordinate {m}
, !- Vertex 11 X-coordinate {m}
, !- Vertex 11 Y-coordinate {m}
, !- Vertex 11 Z-coordinate {m}
, !- Vertex 12 X-coordinate {m}
, !- Vertex 12 Y-coordinate {m}
, !- Vertex 12 Z-coordinate {m}
, !- Vertex 13 X-coordinate {m}
, !- Vertex 13 Y-coordinate {m}
, !- Vertex 13 Z-coordinate {m}
, !- Vertex 14 X-coordinate {m}
, !- Vertex 14 Y-coordinate {m}
, !- Vertex 14 Z-coordinate {m}
, !- Vertex 15 X-coordinate {m}
, !- Vertex 15 Y-coordinate {m}
, !- Vertex 15 Z-coordinate {m}
, !- Vertex 16 X-coordinate {m}
, !- Vertex 16 Y-coordinate {m}
, !- Vertex 16 Z-coordinate {m}
, !- Vertex 17 X-coordinate {m}
, !- Vertex 17 Y-coordinate {m}
, !- Vertex 17 Z-coordinate {m}
, !- Vertex 18 X-coordinate {m}
, !- Vertex 18 Y-coordinate {m}
, !- Vertex 18 Z-coordinate {m}
, !- Vertex 19 X-coordinate {m}
, !- Vertex 19 Y-coordinate {m}
, !- Vertex 19 Z-coordinate {m}
, !- Vertex 20 X-coordinate {m}
, !- Vertex 20 Y-coordinate {m}
; !- Vertex 20 Z-coordinate {m}
BuildingSurface:Detailed,
L1-106-Receiving_Srf_5, !- Name
Wall, !- Surface Type
Wall_Exterior, !- Construction Name
L1-106-Receiving Thermal Zone, !- Zone Name
Outdoors, !- Outside Boundary Condition
, !- Outside Boundary Condition Object
SunExposed, !- Sun Exposure
WindExposed, !- Wind Exposure
, !- View Factor to Ground
4, !- Number of Vertices
38.222, !- Vertex 1 X-coordinate {m}
33.498, !- Vertex 1 Y-coordinate {m}
2.134, !- Vertex 1 Z-coordinate {m}
38.222, !- Vertex 2 X-coordinate {m}
33.498, !- Vertex 2 Y-coordinate {m}
0, !- Vertex 2 Z-coordinate {m}
38.222, !- Vertex 3 X-coordinate {m}
25.878, !- Vertex 3 Y-coordinate {m}
0, !- Vertex 3 Z-coordinate {m}
38.222, !- Vertex 4 X-coordinate {m}
25.878, !- Vertex 4 Y-coordinate {m}
2.134, !- Vertex 4 Z-coordinate {m}
, !- Vertex 5 X-coordinate {m}
, !- Vertex 5 Y-coordinate {m}
, !- Vertex 5 Z-coordinate {m}
, !- Vertex 6 X-coordinate {m}
, !- Vertex 6 Y-coordinate {m}
, !- Vertex 6 Z-coordinate {m}
, !- Vertex 7 X-coordinate {m}
, !- Vertex 7 Y-coordinate {m}
, !- Vertex 7 Z-coordinate {m}
, !- Vertex 8 X-coordinate {m}
, !- Vertex 8 Y-coordinate {m}
, !- Vertex 8 Z-coordinate {m}
, !- Vertex 9 X-coordinate {m}
, !- Vertex 9 Y-coordinate {m}
, !- Vertex 9 Z-coordinate {m}
, !- Vertex 10 X-coordinate {m}
, !- Vertex 10 Y-coordinate {m}
, !- Vertex 10 Z-coordinate {m}
, !- Vertex 11 X-coordinate {m}
, !- Vertex 11 Y-coordinate {m}
, !- Vertex 11 Z-coordinate {m}
, !- Vertex 12 X-coordinate {m}
, !- Vertex 12 Y-coordinate {m}
, !- Vertex 12 Z-coordinate {m}
, !- Vertex 13 X-coordinate {m}
, !- Vertex 13 Y-coordinate {m}
, !- Vertex 13 Z-coordinate {m}
, !- Vertex 14 X-coordinate {m}
, !- Vertex 14 Y-coordinate {m}
, !- Vertex 14 Z-coordinate {m}
, !- Vertex 15 X-coordinate {m}
, !- Vertex 15 Y-coordinate {m}
, !- Vertex 15 Z-coordinate {m}
, !- Vertex 16 X-coordinate {m}
, !- Vertex 16 Y-coordinate {m}
, !- Vertex 16 Z-coordinate {m}
, !- Vertex 17 X-coordinate {m}
, !- Vertex 17 Y-coordinate {m}
, !- Vertex 17 Z-coordinate {m}
, !- Vertex 18 X-coordinate {m}
, !- Vertex 18 Y-coordinate {m}
, !- Vertex 18 Z-coordinate {m}
, !- Vertex 19 X-coordinate {m}
, !- Vertex 19 Y-coordinate {m}
, !- Vertex 19 Z-coordinate {m}
, !- Vertex 20 X-coordinate {m}
, !- Vertex 20 Y-coordinate {m}
; !- Vertex 20 Z-coordinate {m}
BuildingSurface:Detailed,
L1-106-Receiving_Srf_6, !- Name
Wall, !- Surface Type
Wall_Exterior, !- Construction Name
L1-106-Receiving Thermal Zone, !- Zone Name
Outdoors, !- Outside Boundary Condition
, !- Outside Boundary Condition Object
SunExposed, !- Sun Exposure
WindExposed, !- Wind Exposure
, !- View Factor to Ground
4, !- Number of Vertices
38.222, !- Vertex 1 X-coordinate {m}
25.878, !- Vertex 1 Y-coordinate {m}
2.134, !- Vertex 1 Z-coordinate {m}
38.222, !- Vertex 2 X-coordinate {m}
25.878, !- Vertex 2 Y-coordinate {m}
0, !- Vertex 2 Z-coordinate {m}
43.149, !- Vertex 3 X-coordinate {m}
25.878, !- Vertex 3 Y-coordinate {m}
0, !- Vertex 3 Z-coordinate {m}
43.149, !- Vertex 4 X-coordinate {m}
25.878, !- Vertex 4 Y-coordinate {m}
2.134, !- Vertex 4 Z-coordinate {m}
, !- Vertex 5 X-coordinate {m}
, !- Vertex 5 Y-coordinate {m}
, !- Vertex 5 Z-coordinate {m}
, !- Vertex 6 X-coordinate {m}
, !- Vertex 6 Y-coordinate {m}
, !- Vertex 6 Z-coordinate {m}
, !- Vertex 7 X-coordinate {m}
, !- Vertex 7 Y-coordinate {m}
, !- Vertex 7 Z-coordinate {m}
, !- Vertex 8 X-coordinate {m}
, !- Vertex 8 Y-coordinate {m}
, !- Vertex 8 Z-coordinate {m}
, !- Vertex 9 X-coordinate {m}
, !- Vertex 9 Y-coordinate {m}
, !- Vertex 9 Z-coordinate {m}
, !- Vertex 10 X-coordinate {m}
, !- Vertex 10 Y-coordinate {m}
, !- Vertex 10 Z-coordinate {m}
, !- Vertex 11 X-coordinate {m}
, !- Vertex 11 Y-coordinate {m}
, !- Vertex 11 Z-coordinate {m}
, !- Vertex 12 X-coordinate {m}
, !- Vertex 12 Y-coordinate {m}
, !- Vertex 12 Z-coordinate {m}
, !- Vertex 13 X-coordinate {m}
, !- Vertex 13 Y-coordinate {m}
, !- Vertex 13 Z-coordinate {m}
, !- Vertex 14 X-coordinate {m}
, !- Vertex 14 Y-coordinate {m}
, !- Vertex 14 Z-coordinate {m}
, !- Vertex 15 X-coordinate {m}
, !- Vertex 15 Y-coordinate {m}
, !- Vertex 15 Z-coordinate {m}
, !- Vertex 16 X-coordinate {m}
, !- Vertex 16 Y-coordinate {m}
, !- Vertex 16 Z-coordinate {m}
, !- Vertex 17 X-coordinate {m}
, !- Vertex 17 Y-coordinate {m}
, !- Vertex 17 Z-coordinate {m}
, !- Vertex 18 X-coordinate {m}
, !- Vertex 18 Y-coordinate {m}
, !- Vertex 18 Z-coordinate {m}
, !- Vertex 19 X-coordinate {m}
, !- Vertex 19 Y-coordinate {m}
, !- Vertex 19 Z-coordinate {m}
, !- Vertex 20 X-coordinate {m}
, !- Vertex 20 Y-coordinate {m}
; !- Vertex 20 Z-coordinate {m}
BuildingSurface:Detailed,
L1-106-Receiving_Srf_7, !- Name
Wall, !- Surface Type
Hole, !- Construction Name
L1-106-Receiving Thermal Zone, !- Zone Name
Surface, !- Outside Boundary Condition
L1-106-ReceivingTransformers2_Srf_1, !- Outside Boundary Condition Object
NoSun, !- Sun Exposure
NoWind, !- Wind Exposure
, !- View Factor to Ground
4, !- Number of Vertices
43.149, !- Vertex 1 X-coordinate {m}
25.878, !- Vertex 1 Y-coordinate {m}
2.134, !- Vertex 1 Z-coordinate {m}
43.149, !- Vertex 2 X-coordinate {m}
25.878, !- Vertex 2 Y-coordinate {m}
0, !- Vertex 2 Z-coordinate {m}
43.149, !- Vertex 3 X-coordinate {m}
30.309, !- Vertex 3 Y-coordinate {m}
0, !- Vertex 3 Z-coordinate {m}
43.149, !- Vertex 4 X-coordinate {m}
30.309, !- Vertex 4 Y-coordinate {m}
2.134, !- Vertex 4 Z-coordinate {m}
, !- Vertex 5 X-coordinate {m}
, !- Vertex 5 Y-coordinate {m}
, !- Vertex 5 Z-coordinate {m}
, !- Vertex 6 X-coordinate {m}
, !- Vertex 6 Y-coordinate {m}
, !- Vertex 6 Z-coordinate {m}
, !- Vertex 7 X-coordinate {m}
, !- Vertex 7 Y-coordinate {m}
, !- Vertex 7 Z-coordinate {m}
, !- Vertex 8 X-coordinate {m}
, !- Vertex 8 Y-coordinate {m}
, !- Vertex 8 Z-coordinate {m}
, !- Vertex 9 X-coordinate {m}
, !- Vertex 9 Y-coordinate {m}
, !- Vertex 9 Z-coordinate {m}
, !- Vertex 10 X-coordinate {m}
, !- Vertex 10 Y-coordinate {m}
, !- Vertex 10 Z-coordinate {m}
, !- Vertex 11 X-coordinate {m}
, !- Vertex 11 Y-coordinate {m}
, !- Vertex 11 Z-coordinate {m}
, !- Vertex 12 X-coordinate {m}
, !- Vertex 12 Y-coordinate {m}
, !- Vertex 12 Z-coordinate {m}
, !- Vertex 13 X-coordinate {m}
, !- Vertex 13 Y-coordinate {m}
, !- Vertex 13 Z-coordinate {m}
, !- Vertex 14 X-coordinate {m}
, !- Vertex 14 Y-coordinate {m}
, !- Vertex 14 Z-coordinate {m}
, !- Vertex 15 X-coordinate {m}
, !- Vertex 15 Y-coordinate {m}
, !- Vertex 15 Z-coordinate {m}
, !- Vertex 16 X-coordinate {m}
, !- Vertex 16 Y-coordinate {m}
, !- Vertex 16 Z-coordinate {m}
, !- Vertex 17 X-coordinate {m}
, !- Vertex 17 Y-coordinate {m}
, !- Vertex 17 Z-coordinate {m}
, !- Vertex 18 X-coordinate {m}
, !- Vertex 18 Y-coordinate {m}
, !- Vertex 18 Z-coordinate {m}
, !- Vertex 19 X-coordinate {m}
, !- Vertex 19 Y-coordinate {m}
, !- Vertex 19 Z-coordinate {m}
, !- Vertex 20 X-coordinate {m}
, !- Vertex 20 Y-coordinate {m}
; !- Vertex 20 Z-coordinate {m}
BuildingSurface:Detailed,
L1-106-Receiving_Srf_8, !- Name
Roof, !- Surface Type
Roof_BOH, !- Construction Name
L1-106-Receiving Thermal Zone, !- Zone Name
Outdoors, !- Outside Boundary Condition
, !- Outside Boundary Condition Object
SunExposed, !- Sun Exposure
WindExposed, !- Wind Exposure
, !- View Factor to Ground
6, !- Number of Vertices
38.222, !- Vertex 1 X-coordinate {m}
33.498, !- Vertex 1 Y-coordinate {m}
2.134, !- Vertex 1 Z-coordinate {m}
38.222, !- Vertex 2 X-coordinate {m}
25.878, !- Vertex 2 Y-coordinate {m}
2.134, !- Vertex 2 Z-coordinate {m}
43.149, !- Vertex 3 X-coordinate {m}
25.878, !- Vertex 3 Y-coordinate {m}
2.134, !- Vertex 3 Z-coordinate {m}
43.149, !- Vertex 4 X-coordinate {m}
30.309, !- Vertex 4 Y-coordinate {m}
2.134, !- Vertex 4 Z-coordinate {m}
42.093, !- Vertex 5 X-coordinate {m}
30.309, !- Vertex 5 Y-coordinate {m}
2.134, !- Vertex 5 Z-coordinate {m}
42.093, !- Vertex 6 X-coordinate {m}
33.498, !- Vertex 6 Y-coordinate {m}
2.134, !- Vertex 6 Z-coordinate {m}
, !- Vertex 7 X-coordinate {m}
, !- Vertex 7 Y-coordinate {m}
, !- Vertex 7 Z-coordinate {m}
, !- Vertex 8 X-coordinate {m}
, !- Vertex 8 Y-coordinate {m}
, !- Vertex 8 Z-coordinate {m}
, !- Vertex 9 X-coordinate {m}
, !- Vertex 9 Y-coordinate {m}
, !- Vertex 9 Z-coordinate {m}
, !- Vertex 10 X-coordinate {m}
, !- Vertex 10 Y-coordinate {m}
, !- Vertex 10 Z-coordinate {m}
, !- Vertex 11 X-coordinate {m}
, !- Vertex 11 Y-coordinate {m}
, !- Vertex 11 Z-coordinate {m}
, !- Vertex 12 X-coordinate {m}
, !- Vertex 12 Y-coordinate {m}
, !- Vertex 12 Z-coordinate {m}
, !- Vertex 13 X-coordinate {m}
, !- Vertex 13 Y-coordinate {m}
, !- Vertex 13 Z-coordinate {m}
, !- Vertex 14 X-coordinate {m}
, !- Vertex 14 Y-coordinate {m}
, !- Vertex 14 Z-coordinate {m}
, !- Vertex 15 X-coordinate {m}
, !- Vertex 15 Y-coordinate {m}
, !- Vertex 15 Z-coordinate {m}
, !- Vertex 16 X-coordinate {m}
, !- Vertex 16 Y-coordinate {m}
, !- Vertex 16 Z-coordinate {m}
, !- Vertex 17 X-coordinate {m}
, !- Vertex 17 Y-coordinate {m}
, !- Vertex 17 Z-coordinate {m}
, !- Vertex 18 X-coordinate {m}
, !- Vertex 18 Y-coordinate {m}
, !- Vertex 18 Z-coordinate {m}
, !- Vertex 19 X-coordinate {m}
, !- Vertex 19 Y-coordinate {m}
, !- Vertex 19 Z-coordinate {m}
, !- Vertex 20 X-coordinate {m}
, !- Vertex 20 Y-coordinate {m}
; !- Vertex 20 Z-coordinate {m}
BuildingSurface:Detailed,
L1-106-ReceivingTransformers2_Srf_0, !- Name
Floor, !- Surface Type
Hole, !- Construction Name
L1-106-ReceivingTransformers2 Thermal Zone, !- Zone Name
ground, !- Outside Boundary Condition
, !- Outside Boundary Condition Object
NoSun, !- Sun Exposure
NoWind, !- Wind Exposure
, !- View Factor to Ground
4, !- Number of Vertices
44.444, !- Vertex 1 X-coordinate {m}
30.309, !- Vertex 1 Y-coordinate {m}
0, !- Vertex 1 Z-coordinate {m}
44.444, !- Vertex 2 X-coordinate {m}
25.878, !- Vertex 2 Y-coordinate {m}
0, !- Vertex 2 Z-coordinate {m}
43.149, !- Vertex 3 X-coordinate {m}
25.878, !- Vertex 3 Y-coordinate {m}
0, !- Vertex 3 Z-coordinate {m}
43.149, !- Vertex 4 X-coordinate {m}
30.309, !- Vertex 4 Y-coordinate {m}
0, !- Vertex 4 Z-coordinate {m}
, !- Vertex 5 X-coordinate {m}
, !- Vertex 5 Y-coordinate {m}
, !- Vertex 5 Z-coordinate {m}
, !- Vertex 6 X-coordinate {m}
, !- Vertex 6 Y-coordinate {m}
, !- Vertex 6 Z-coordinate {m}
, !- Vertex 7 X-coordinate {m}
, !- Vertex 7 Y-coordinate {m}
, !- Vertex 7 Z-coordinate {m}
, !- Vertex 8 X-coordinate {m}
, !- Vertex 8 Y-coordinate {m}
, !- Vertex 8 Z-coordinate {m}
, !- Vertex 9 X-coordinate {m}
, !- Vertex 9 Y-coordinate {m}
, !- Vertex 9 Z-coordinate {m}
, !- Vertex 10 X-coordinate {m}
, !- Vertex 10 Y-coordinate {m}
, !- Vertex 10 Z-coordinate {m}
, !- Vertex 11 X-coordinate {m}
, !- Vertex 11 Y-coordinate {m}
, !- Vertex 11 Z-coordinate {m}
, !- Vertex 12 X-coordinate {m}
, !- Vertex 12 Y-coordinate {m}
, !- Vertex 12 Z-coordinate {m}
, !- Vertex 13 X-coordinate {m}
, !- Vertex 13 Y-coordinate {m}
, !- Vertex 13 Z-coordinate {m}
, !- Vertex 14 X-coordinate {m}
, !- Vertex 14 Y-coordinate {m}
, !- Vertex 14 Z-coordinate {m}
, !- Vertex 15 X-coordinate {m}
, !- Vertex 15 Y-coordinate {m}
, !- Vertex 15 Z-coordinate {m}
, !- Vertex 16 X-coordinate {m}
, !- Vertex 16 Y-coordinate {m}
, !- Vertex 16 Z-coordinate {m}
, !- Vertex 17 X-coordinate {m}
, !- Vertex 17 Y-coordinate {m}
, !- Vertex 17 Z-coordinate {m}
, !- Vertex 18 X-coordinate {m}
, !- Vertex 18 Y-coordinate {m}
, !- Vertex 18 Z-coordinate {m}
, !- Vertex 19 X-coordinate {m}
, !- Vertex 19 Y-coordinate {m}
, !- Vertex 19 Z-coordinate {m}
, !- Vertex 20 X-coordinate {m}
, !- Vertex 20 Y-coordinate {m}
; !- Vertex 20 Z-coordinate {m}
BuildingSurface:Detailed,
L1-106-ReceivingTransformers2_Srf_1, !- Name
Wall, !- Surface Type
Hole, !- Construction Name
L1-106-ReceivingTransformers2 Thermal Zone, !- Zone Name
Surface, !- Outside Boundary Condition
L1-106-Receiving_Srf_7, !- Outside Boundary Condition Object
NoSun, !- Sun Exposure
NoWind, !- Wind Exposure
, !- View Factor to Ground
4, !- Number of Vertices
43.149, !- Vertex 1 X-coordinate {m}
30.309, !- Vertex 1 Y-coordinate {m}
2.134, !- Vertex 1 Z-coordinate {m}
43.149, !- Vertex 2 X-coordinate {m}
30.309, !- Vertex 2 Y-coordinate {m}
0, !- Vertex 2 Z-coordinate {m}
43.149, !- Vertex 3 X-coordinate {m}
25.878, !- Vertex 3 Y-coordinate {m}
0, !- Vertex 3 Z-coordinate {m}
43.149, !- Vertex 4 X-coordinate {m}
25.878, !- Vertex 4 Y-coordinate {m}
2.134, !- Vertex 4 Z-coordinate {m}
, !- Vertex 5 X-coordinate {m}
, !- Vertex 5 Y-coordinate {m}
, !- Vertex 5 Z-coordinate {m}
, !- Vertex 6 X-coordinate {m}
, !- Vertex 6 Y-coordinate {m}
, !- Vertex 6 Z-coordinate {m}
, !- Vertex 7 X-coordinate {m}
, !- Vertex 7 Y-coordinate {m}
, !- Vertex 7 Z-coordinate {m}
, !- Vertex 8 X-coordinate {m}
, !- Vertex 8 Y-coordinate {m}
, !- Vertex 8 Z-coordinate {m}
, !- Vertex 9 X-coordinate {m}
, !- Vertex 9 Y-coordinate {m}
, !- Vertex 9 Z-coordinate {m}
, !- Vertex 10 X-coordinate {m}
, !- Vertex 10 Y-coordinate {m}
, !- Vertex 10 Z-coordinate {m}
, !- Vertex 11 X-coordinate {m}
, !- Vertex 11 Y-coordinate {m}
, !- Vertex 11 Z-coordinate {m}
, !- Vertex 12 X-coordinate {m}
, !- Vertex 12 Y-coordinate {m}
, !- Vertex 12 Z-coordinate {m}
, !- Vertex 13 X-coordinate {m}
, !- Vertex 13 Y-coordinate {m}
, !- Vertex 13 Z-coordinate {m}
, !- Vertex 14 X-coordinate {m}
, !- Vertex 14 Y-coordinate {m}
, !- Vertex 14 Z-coordinate {m}
, !- Vertex 15 X-coordinate {m}
, !- Vertex 15 Y-coordinate {m}
, !- Vertex 15 Z-coordinate {m}
, !- Vertex 16 X-coordinate {m}
, !- Vertex 16 Y-coordinate {m}
, !- Vertex 16 Z-coordinate {m}
, !- Vertex 17 X-coordinate {m}
, !- Vertex 17 Y-coordinate {m}
, !- Vertex 17 Z-coordinate {m}
, !- Vertex 18 X-coordinate {m}
, !- Vertex 18 Y-coordinate {m}
, !- Vertex 18 Z-coordinate {m}
, !- Vertex 19 X-coordinate {m}
, !- Vertex 19 Y-coordinate {m}
, !- Vertex 19 Z-coordinate {m}
, !- Vertex 20 X-coordinate {m}
, !- Vertex 20 Y-coordinate {m}
; !- Vertex 20 Z-coordinate {m}
BuildingSurface:Detailed,
L1-106-ReceivingTransformers2_Srf_2, !- Name
Wall, !- Surface Type
Wall_Exterior, !- Construction Name
L1-106-ReceivingTransformers2 Thermal Zone, !- Zone Name
Outdoors, !- Outside Boundary Condition
, !- Outside Boundary Condition Object
SunExposed, !- Sun Exposure
WindExposed, !- Wind Exposure
, !- View Factor to Ground
4, !- Number of Vertices
43.149, !- Vertex 1 X-coordinate {m}
25.878, !- Vertex 1 Y-coordinate {m}
2.134, !- Vertex 1 Z-coordinate {m}
43.149, !- Vertex 2 X-coordinate {m}
25.878, !- Vertex 2 Y-coordinate {m}
0, !- Vertex 2 Z-coordinate {m}
44.444, !- Vertex 3 X-coordinate {m}
25.878, !- Vertex 3 Y-coordinate {m}
0, !- Vertex 3 Z-coordinate {m}
44.444, !- Vertex 4 X-coordinate {m}
25.878, !- Vertex 4 Y-coordinate {m}
2.134, !- Vertex 4 Z-coordinate {m}
, !- Vertex 5 X-coordinate {m}
, !- Vertex 5 Y-coordinate {m}
, !- Vertex 5 Z-coordinate {m}
, !- Vertex 6 X-coordinate {m}
, !- Vertex 6 Y-coordinate {m}
, !- Vertex 6 Z-coordinate {m}
, !- Vertex 7 X-coordinate {m}
, !- Vertex 7 Y-coordinate {m}
, !- Vertex 7 Z-coordinate {m}
, !- Vertex 8 X-coordinate {m}
, !- Vertex 8 Y-coordinate {m}
, !- Vertex 8 Z-coordinate {m}
, !- Vertex 9 X-coordinate {m}
, !- Vertex 9 Y-coordinate {m}
, !- Vertex 9 Z-coordinate {m}
, !- Vertex 10 X-coordinate {m}
, !- Vertex 10 Y-coordinate {m}
, !- Vertex 10 Z-coordinate {m}
, !- Vertex 11 X-coordinate {m}
, !- Vertex 11 Y-coordinate {m}
, !- Vertex 11 Z-coordinate {m}
, !- Vertex 12 X-coordinate {m}
, !- Vertex 12 Y-coordinate {m}
, !- Vertex 12 Z-coordinate {m}
, !- Vertex 13 X-coordinate {m}
, !- Vertex 13 Y-coordinate {m}
, !- Vertex 13 Z-coordinate {m}
, !- Vertex 14 X-coordinate {m}
, !- Vertex 14 Y-coordinate {m}
, !- Vertex 14 Z-coordinate {m}
, !- Vertex 15 X-coordinate {m}
, !- Vertex 15 Y-coordinate {m}
, !- Vertex 15 Z-coordinate {m}
, !- Vertex 16 X-coordinate {m}
, !- Vertex 16 Y-coordinate {m}
, !- Vertex 16 Z-coordinate {m}
, !- Vertex 17 X-coordinate {m}
, !- Vertex 17 Y-coordinate {m}
, !- Vertex 17 Z-coordinate {m}
, !- Vertex 18 X-coordinate {m}
, !- Vertex 18 Y-coordinate {m}
, !- Vertex 18 Z-coordinate {m}
, !- Vertex 19 X-coordinate {m}
, !- Vertex 19 Y-coordinate {m}
, !- Vertex 19 Z-coordinate {m}
, !- Vertex 20 X-coordinate {m}
, !- Vertex 20 Y-coordinate {m}
; !- Vertex 20 Z-coordinate {m}
BuildingSurface:Detailed,
L1-106-ReceivingTransformers2_Srf_3, !- Name
Wall, !- Surface Type
Hole, !- Construction Name
L1-106-ReceivingTransformers2 Thermal Zone, !- Zone Name
Surface, !- Outside Boundary Condition
L1-Shaft_Srf_3, !- Outside Boundary Condition Object
NoSun, !- Sun Exposure
NoWind, !- Wind Exposure
, !- View Factor to Ground
4, !- Number of Vertices
44.444, !- Vertex 1 X-coordinate {m}
25.878, !- Vertex 1 Y-coordinate {m}
2.134, !- Vertex 1 Z-coordinate {m}
44.444, !- Vertex 2 X-coordinate {m}
25.878, !- Vertex 2 Y-coordinate {m}
0, !- Vertex 2 Z-coordinate {m}
44.444, !- Vertex 3 X-coordinate {m}
27.219, !- Vertex 3 Y-coordinate {m}
0, !- Vertex 3 Z-coordinate {m}
44.444, !- Vertex 4 X-coordinate {m}
27.219, !- Vertex 4 Y-coordinate {m}
2.134, !- Vertex 4 Z-coordinate {m}
, !- Vertex 5 X-coordinate {m}
, !- Vertex 5 Y-coordinate {m}
, !- Vertex 5 Z-coordinate {m}
, !- Vertex 6 X-coordinate {m}
, !- Vertex 6 Y-coordinate {m}
, !- Vertex 6 Z-coordinate {m}
, !- Vertex 7 X-coordinate {m}
, !- Vertex 7 Y-coordinate {m}
, !- Vertex 7 Z-coordinate {m}
, !- Vertex 8 X-coordinate {m}
, !- Vertex 8 Y-coordinate {m}
, !- Vertex 8 Z-coordinate {m}
, !- Vertex 9 X-coordinate {m}
, !- Vertex 9 Y-coordinate {m}
, !- Vertex 9 Z-coordinate {m}
, !- Vertex 10 X-coordinate {m}
, !- Vertex 10 Y-coordinate {m}
, !- Vertex 10 Z-coordinate {m}
, !- Vertex 11 X-coordinate {m}
, !- Vertex 11 Y-coordinate {m}
, !- Vertex 11 Z-coordinate {m}
, !- Vertex 12 X-coordinate {m}
, !- Vertex 12 Y-coordinate {m}
, !- Vertex 12 Z-coordinate {m}
, !- Vertex 13 X-coordinate {m}
, !- Vertex 13 Y-coordinate {m}
, !- Vertex 13 Z-coordinate {m}
, !- Vertex 14 X-coordinate {m}
, !- Vertex 14 Y-coordinate {m}
, !- Vertex 14 Z-coordinate {m}
, !- Vertex 15 X-coordinate {m}
, !- Vertex 15 Y-coordinate {m}
, !- Vertex 15 Z-coordinate {m}
, !- Vertex 16 X-coordinate {m}
, !- Vertex 16 Y-coordinate {m}
, !- Vertex 16 Z-coordinate {m}
, !- Vertex 17 X-coordinate {m}
, !- Vertex 17 Y-coordinate {m}
, !- Vertex 17 Z-coordinate {m}
, !- Vertex 18 X-coordinate {m}
, !- Vertex 18 Y-coordinate {m}
, !- Vertex 18 Z-coordinate {m}
, !- Vertex 19 X-coordinate {m}
, !- Vertex 19 Y-coordinate {m}
, !- Vertex 19 Z-coordinate {m}
, !- Vertex 20 X-coordinate {m}
, !- Vertex 20 Y-coordinate {m}
; !- Vertex 20 Z-coordinate {m}
BuildingSurface:Detailed,
L1-106-ReceivingTransformers2_Srf_4, !- Name
Wall, !- Surface Type
Hole, !- Construction Name
L1-106-ReceivingTransformers2 Thermal Zone, !- Zone Name
Surface, !- Outside Boundary Condition
L1-104-ProduceCoolers2_Srf_3, !- Outside Boundary Condition Object
NoSun, !- Sun Exposure
NoWind, !- Wind Exposure
, !- View Factor to Ground
4, !- Number of Vertices
44.444, !- Vertex 1 X-coordinate {m}
27.219, !- Vertex 1 Y-coordinate {m}
2.134, !- Vertex 1 Z-coordinate {m}
44.444, !- Vertex 2 X-coordinate {m}
27.219, !- Vertex 2 Y-coordinate {m}
0, !- Vertex 2 Z-coordinate {m}
44.444, !- Vertex 3 X-coordinate {m}
30.309, !- Vertex 3 Y-coordinate {m}
0, !- Vertex 3 Z-coordinate {m}
44.444, !- Vertex 4 X-coordinate {m}
30.309, !- Vertex 4 Y-coordinate {m}
2.134, !- Vertex 4 Z-coordinate {m}
, !- Vertex 5 X-coordinate {m}
, !- Vertex 5 Y-coordinate {m}
, !- Vertex 5 Z-coordinate {m}
, !- Vertex 6 X-coordinate {m}
, !- Vertex 6 Y-coordinate {m}
, !- Vertex 6 Z-coordinate {m}
, !- Vertex 7 X-coordinate {m}
, !- Vertex 7 Y-coordinate {m}
, !- Vertex 7 Z-coordinate {m}
, !- Vertex 8 X-coordinate {m}
, !- Vertex 8 Y-coordinate {m}
, !- Vertex 8 Z-coordinate {m}
, !- Vertex 9 X-coordinate {m}
, !- Vertex 9 Y-coordinate {m}
, !- Vertex 9 Z-coordinate {m}
, !- Vertex 10 X-coordinate {m}
, !- Vertex 10 Y-coordinate {m}
, !- Vertex 10 Z-coordinate {m}
, !- Vertex 11 X-coordinate {m}
, !- Vertex 11 Y-coordinate {m}
, !- Vertex 11 Z-coordinate {m}
, !- Vertex 12 X-coordinate {m}
, !- Vertex 12 Y-coordinate {m}
, !- Vertex 12 Z-coordinate {m}
, !- Vertex 13 X-coordinate {m}
, !- Vertex 13 Y-coordinate {m}
, !- Vertex 13 Z-coordinate {m}
, !- Vertex 14 X-coordinate {m}
, !- Vertex 14 Y-coordinate {m}
, !- Vertex 14 Z-coordinate {m}
, !- Vertex 15 X-coordinate {m}
, !- Vertex 15 Y-coordinate {m}
, !- Vertex 15 Z-coordinate {m}
, !- Vertex 16 X-coordinate {m}
, !- Vertex 16 Y-coordinate {m}
, !- Vertex 16 Z-coordinate {m}
, !- Vertex 17 X-coordinate {m}
, !- Vertex 17 Y-coordinate {m}
, !- Vertex 17 Z-coordinate {m}
, !- Vertex 18 X-coordinate {m}
, !- Vertex 18 Y-coordinate {m}
, !- Vertex 18 Z-coordinate {m}
, !- Vertex 19 X-coordinate {m}
, !- Vertex 19 Y-coordinate {m}
, !- Vertex 19 Z-coordinate {m}
, !- Vertex 20 X-coordinate {m}
, !- Vertex 20 Y-coordinate {m}
; !- Vertex 20 Z-coordinate {m}
BuildingSurface:Detailed,
L1-106-ReceivingTransformers2_Srf_5, !- Name
Wall, !- Surface Type
Hole, !- Construction Name
L1-106-ReceivingTransformers2 Thermal Zone, !- Zone Name
Surface, !- Outside Boundary Condition
L1-102-ReceivingOffice_Srf_1, !- Outside Boundary Condition Object
NoSun, !- Sun Exposure
NoWind, !- Wind Exposure
, !- View Factor to Ground
4, !- Number of Vertices
44.444, !- Vertex 1 X-coordinate {m}
30.309, !- Vertex 1 Y-coordinate {m}
2.134, !- Vertex 1 Z-coordinate {m}
44.444, !- Vertex 2 X-coordinate {m}
30.309, !- Vertex 2 Y-coordinate {m}
0, !- Vertex 2 Z-coordinate {m}
43.149, !- Vertex 3 X-coordinate {m}
30.309, !- Vertex 3 Y-coordinate {m}
0, !- Vertex 3 Z-coordinate {m}
43.149, !- Vertex 4 X-coordinate {m}
30.309, !- Vertex 4 Y-coordinate {m}
2.134, !- Vertex 4 Z-coordinate {m}
, !- Vertex 5 X-coordinate {m}
, !- Vertex 5 Y-coordinate {m}
, !- Vertex 5 Z-coordinate {m}
, !- Vertex 6 X-coordinate {m}
, !- Vertex 6 Y-coordinate {m}
, !- Vertex 6 Z-coordinate {m}
, !- Vertex 7 X-coordinate {m}
, !- Vertex 7 Y-coordinate {m}
, !- Vertex 7 Z-coordinate {m}
, !- Vertex 8 X-coordinate {m}
, !- Vertex 8 Y-coordinate {m}
, !- Vertex 8 Z-coordinate {m}
, !- Vertex 9 X-coordinate {m}
, !- Vertex 9 Y-coordinate {m}
, !- Vertex 9 Z-coordinate {m}
, !- Vertex 10 X-coordinate {m}
, !- Vertex 10 Y-coordinate {m}
, !- Vertex 10 Z-coordinate {m}
, !- Vertex 11 X-coordinate {m}
, !- Vertex 11 Y-coordinate {m}
, !- Vertex 11 Z-coordinate {m}
, !- Vertex 12 X-coordinate {m}
, !- Vertex 12 Y-coordinate {m}
, !- Vertex 12 Z-coordinate {m}
, !- Vertex 13 X-coordinate {m}
, !- Vertex 13 Y-coordinate {m}
, !- Vertex 13 Z-coordinate {m}
, !- Vertex 14 X-coordinate {m}
, !- Vertex 14 Y-coordinate {m}
, !- Vertex 14 Z-coordinate {m}
, !- Vertex 15 X-coordinate {m}
, !- Vertex 15 Y-coordinate {m}
, !- Vertex 15 Z-coordinate {m}
, !- Vertex 16 X-coordinate {m}
, !- Vertex 16 Y-coordinate {m}
, !- Vertex 16 Z-coordinate {m}
, !- Vertex 17 X-coordinate {m}
, !- Vertex 17 Y-coordinate {m}
, !- Vertex 17 Z-coordinate {m}
, !- Vertex 18 X-coordinate {m}
, !- Vertex 18 Y-coordinate {m}
, !- Vertex 18 Z-coordinate {m}
, !- Vertex 19 X-coordinate {m}
, !- Vertex 19 Y-coordinate {m}
, !- Vertex 19 Z-coordinate {m}
, !- Vertex 20 X-coordinate {m}
, !- Vertex 20 Y-coordinate {m}
; !- Vertex 20 Z-coordinate {m}
BuildingSurface:Detailed,
L1-106-ReceivingTransformers2_Srf_6, !- Name
Roof, !- Surface Type
Roof_BOH, !- Construction Name
L1-106-ReceivingTransformers2 Thermal Zone, !- Zone Name
Outdoors, !- Outside Boundary Condition
, !- Outside Boundary Condition Object
SunExposed, !- Sun Exposure
WindExposed, !- Wind Exposure
, !- View Factor to Ground
4, !- Number of Vertices
43.149, !- Vertex 1 X-coordinate {m}
30.309, !- Vertex 1 Y-coordinate {m}
2.134, !- Vertex 1 Z-coordinate {m}
43.149, !- Vertex 2 X-coordinate {m}
25.878, !- Vertex 2 Y-coordinate {m}
2.134, !- Vertex 2 Z-coordinate {m}
44.444, !- Vertex 3 X-coordinate {m}
25.878, !- Vertex 3 Y-coordinate {m}
2.134, !- Vertex 3 Z-coordinate {m}
44.444, !- Vertex 4 X-coordinate {m}
30.309, !- Vertex 4 Y-coordinate {m}
2.134, !- Vertex 4 Z-coordinate {m}
, !- Vertex 5 X-coordinate {m}
, !- Vertex 5 Y-coordinate {m}
, !- Vertex 5 Z-coordinate {m}
, !- Vertex 6 X-coordinate {m}
, !- Vertex 6 Y-coordinate {m}
, !- Vertex 6 Z-coordinate {m}
, !- Vertex 7 X-coordinate {m}
, !- Vertex 7 Y-coordinate {m}
, !- Vertex 7 Z-coordinate {m}
, !- Vertex 8 X-coordinate {m}
, !- Vertex 8 Y-coordinate {m}
, !- Vertex 8 Z-coordinate {m}
, !- Vertex 9 X-coordinate {m}
, !- Vertex 9 Y-coordinate {m}
, !- Vertex 9 Z-coordinate {m}
, !- Vertex 10 X-coordinate {m}
, !- Vertex 10 Y-coordinate {m}
, !- Vertex 10 Z-coordinate {m}
, !- Vertex 11 X-coordinate {m}
, !- Vertex 11 Y-coordinate {m}
, !- Vertex 11 Z-coordinate {m}
, !- Vertex 12 X-coordinate {m}
, !- Vertex 12 Y-coordinate {m}
, !- Vertex 12 Z-coordinate {m}
, !- Vertex 13 X-coordinate {m}
, !- Vertex 13 Y-coordinate {m}
, !- Vertex 13 Z-coordinate {m}
, !- Vertex 14 X-coordinate {m}
, !- Vertex 14 Y-coordinate {m}
, !- Vertex 14 Z-coordinate {m}
, !- Vertex 15 X-coordinate {m}
, !- Vertex 15 Y-coordinate {m}
, !- Vertex 15 Z-coordinate {m}
, !- Vertex 16 X-coordinate {m}
, !- Vertex 16 Y-coordinate {m}
, !- Vertex 16 Z-coordinate {m}
, !- Vertex 17 X-coordinate {m}
, !- Vertex 17 Y-coordinate {m}
, !- Vertex 17 Z-coordinate {m}
, !- Vertex 18 X-coordinate {m}
, !- Vertex 18 Y-coordinate {m}
, !- Vertex 18 Z-coordinate {m}
, !- Vertex 19 X-coordinate {m}
, !- Vertex 19 Y-coordinate {m}
, !- Vertex 19 Z-coordinate {m}
, !- Vertex 20 X-coordinate {m}
, !- Vertex 20 Y-coordinate {m}
; !- Vertex 20 Z-coordinate {m}
BuildingSurface:Detailed,
L1-108-ProduceCooler_Srf_0, !- Name
Floor, !- Surface Type
Hole, !- Construction Name
L1-108-ProduceCooler Thermal Zone, !- Zone Name
ground, !- Outside Boundary Condition
, !- Outside Boundary Condition Object
NoSun, !- Sun Exposure
NoWind, !- Wind Exposure
, !- View Factor to Ground
4, !- Number of Vertices
44.444, !- Vertex 1 X-coordinate {m}
40.718, !- Vertex 1 Y-coordinate {m}
0, !- Vertex 1 Z-coordinate {m}
44.444, !- Vertex 2 X-coordinate {m}
33.498, !- Vertex 2 Y-coordinate {m}
0, !- Vertex 2 Z-coordinate {m}
40.264, !- Vertex 3 X-coordinate {m}
33.498, !- Vertex 3 Y-coordinate {m}
0, !- Vertex 3 Z-coordinate {m}
40.264, !- Vertex 4 X-coordinate {m}
40.718, !- Vertex 4 Y-coordinate {m}
0, !- Vertex 4 Z-coordinate {m}
, !- Vertex 5 X-coordinate {m}
, !- Vertex 5 Y-coordinate {m}
, !- Vertex 5 Z-coordinate {m}
, !- Vertex 6 X-coordinate {m}
, !- Vertex 6 Y-coordinate {m}
, !- Vertex 6 Z-coordinate {m}
, !- Vertex 7 X-coordinate {m}
, !- Vertex 7 Y-coordinate {m}
, !- Vertex 7 Z-coordinate {m}
, !- Vertex 8 X-coordinate {m}
, !- Vertex 8 Y-coordinate {m}
, !- Vertex 8 Z-coordinate {m}
, !- Vertex 9 X-coordinate {m}
, !- Vertex 9 Y-coordinate {m}
, !- Vertex 9 Z-coordinate {m}
, !- Vertex 10 X-coordinate {m}
, !- Vertex 10 Y-coordinate {m}
, !- Vertex 10 Z-coordinate {m}
, !- Vertex 11 X-coordinate {m}
, !- Vertex 11 Y-coordinate {m}
, !- Vertex 11 Z-coordinate {m}
, !- Vertex 12 X-coordinate {m}
, !- Vertex 12 Y-coordinate {m}
, !- Vertex 12 Z-coordinate {m}
, !- Vertex 13 X-coordinate {m}
, !- Vertex 13 Y-coordinate {m}
, !- Vertex 13 Z-coordinate {m}
, !- Vertex 14 X-coordinate {m}
, !- Vertex 14 Y-coordinate {m}
, !- Vertex 14 Z-coordinate {m}
, !- Vertex 15 X-coordinate {m}
, !- Vertex 15 Y-coordinate {m}
, !- Vertex 15 Z-coordinate {m}
, !- Vertex 16 X-coordinate {m}
, !- Vertex 16 Y-coordinate {m}
, !- Vertex 16 Z-coordinate {m}
, !- Vertex 17 X-coordinate {m}
, !- Vertex 17 Y-coordinate {m}
, !- Vertex 17 Z-coordinate {m}
, !- Vertex 18 X-coordinate {m}
, !- Vertex 18 Y-coordinate {m}
, !- Vertex 18 Z-coordinate {m}
, !- Vertex 19 X-coordinate {m}
, !- Vertex 19 Y-coordinate {m}
, !- Vertex 19 Z-coordinate {m}
, !- Vertex 20 X-coordinate {m}
, !- Vertex 20 Y-coordinate {m}
; !- Vertex 20 Z-coordinate {m}
BuildingSurface:Detailed,
L1-108-ProduceCooler_Srf_1, !- Name
Wall, !- Surface Type
Hole, !- Construction Name
L1-108-ProduceCooler Thermal Zone, !- Zone Name
Surface, !- Outside Boundary Condition
L1-110-ProducePrep_Srf_4,!- Outside Boundary Condition Object
NoSun, !- Sun Exposure
NoWind, !- Wind Exposure
, !- View Factor to Ground
4, !- Number of Vertices
44.444, !- Vertex 1 X-coordinate {m}
40.718, !- Vertex 1 Y-coordinate {m}
2.134, !- Vertex 1 Z-coordinate {m}
44.444, !- Vertex 2 X-coordinate {m}
40.718, !- Vertex 2 Y-coordinate {m}
0, !- Vertex 2 Z-coordinate {m}
40.264, !- Vertex 3 X-coordinate {m}
40.718, !- Vertex 3 Y-coordinate {m}
0, !- Vertex 3 Z-coordinate {m}
40.264, !- Vertex 4 X-coordinate {m}
40.718, !- Vertex 4 Y-coordinate {m}
2.134, !- Vertex 4 Z-coordinate {m}
, !- Vertex 5 X-coordinate {m}
, !- Vertex 5 Y-coordinate {m}
, !- Vertex 5 Z-coordinate {m}
, !- Vertex 6 X-coordinate {m}
, !- Vertex 6 Y-coordinate {m}
, !- Vertex 6 Z-coordinate {m}
, !- Vertex 7 X-coordinate {m}
, !- Vertex 7 Y-coordinate {m}
, !- Vertex 7 Z-coordinate {m}
, !- Vertex 8 X-coordinate {m}
, !- Vertex 8 Y-coordinate {m}
, !- Vertex 8 Z-coordinate {m}
, !- Vertex 9 X-coordinate {m}
, !- Vertex 9 Y-coordinate {m}
, !- Vertex 9 Z-coordinate {m}
, !- Vertex 10 X-coordinate {m}
, !- Vertex 10 Y-coordinate {m}
, !- Vertex 10 Z-coordinate {m}
, !- Vertex 11 X-coordinate {m}
, !- Vertex 11 Y-coordinate {m}
, !- Vertex 11 Z-coordinate {m}
, !- Vertex 12 X-coordinate {m}
, !- Vertex 12 Y-coordinate {m}
, !- Vertex 12 Z-coordinate {m}
, !- Vertex 13 X-coordinate {m}
, !- Vertex 13 Y-coordinate {m}
, !- Vertex 13 Z-coordinate {m}
, !- Vertex 14 X-coordinate {m}
, !- Vertex 14 Y-coordinate {m}
, !- Vertex 14 Z-coordinate {m}
, !- Vertex 15 X-coordinate {m}
, !- Vertex 15 Y-coordinate {m}
, !- Vertex 15 Z-coordinate {m}
, !- Vertex 16 X-coordinate {m}
, !- Vertex 16 Y-coordinate {m}
, !- Vertex 16 Z-coordinate {m}
, !- Vertex 17 X-coordinate {m}
, !- Vertex 17 Y-coordinate {m}
, !- Vertex 17 Z-coordinate {m}
, !- Vertex 18 X-coordinate {m}
, !- Vertex 18 Y-coordinate {m}
, !- Vertex 18 Z-coordinate {m}
, !- Vertex 19 X-coordinate {m}
, !- Vertex 19 Y-coordinate {m}
, !- Vertex 19 Z-coordinate {m}
, !- Vertex 20 X-coordinate {m}
, !- Vertex 20 Y-coordinate {m}
; !- Vertex 20 Z-coordinate {m}
BuildingSurface:Detailed,
L1-108-ProduceCooler_Srf_2, !- Name
Wall, !- Surface Type
Hole, !- Construction Name
L1-108-ProduceCooler Thermal Zone, !- Zone Name
Surface, !- Outside Boundary Condition
L1-109-Corridor_Srf_4, !- Outside Boundary Condition Object
NoSun, !- Sun Exposure
NoWind, !- Wind Exposure
, !- View Factor to Ground
4, !- Number of Vertices
40.264, !- Vertex 1 X-coordinate {m}
40.718, !- Vertex 1 Y-coordinate {m}
2.134, !- Vertex 1 Z-coordinate {m}
40.264, !- Vertex 2 X-coordinate {m}
40.718, !- Vertex 2 Y-coordinate {m}
0, !- Vertex 2 Z-coordinate {m}
40.264, !- Vertex 3 X-coordinate {m}
33.498, !- Vertex 3 Y-coordinate {m}
0, !- Vertex 3 Z-coordinate {m}
40.264, !- Vertex 4 X-coordinate {m}
33.498, !- Vertex 4 Y-coordinate {m}
2.134, !- Vertex 4 Z-coordinate {m}
, !- Vertex 5 X-coordinate {m}
, !- Vertex 5 Y-coordinate {m}
, !- Vertex 5 Z-coordinate {m}
, !- Vertex 6 X-coordinate {m}
, !- Vertex 6 Y-coordinate {m}
, !- Vertex 6 Z-coordinate {m}
, !- Vertex 7 X-coordinate {m}
, !- Vertex 7 Y-coordinate {m}
, !- Vertex 7 Z-coordinate {m}
, !- Vertex 8 X-coordinate {m}
, !- Vertex 8 Y-coordinate {m}
, !- Vertex 8 Z-coordinate {m}
, !- Vertex 9 X-coordinate {m}
, !- Vertex 9 Y-coordinate {m}
, !- Vertex 9 Z-coordinate {m}
, !- Vertex 10 X-coordinate {m}
, !- Vertex 10 Y-coordinate {m}
, !- Vertex 10 Z-coordinate {m}
, !- Vertex 11 X-coordinate {m}
, !- Vertex 11 Y-coordinate {m}
, !- Vertex 11 Z-coordinate {m}
, !- Vertex 12 X-coordinate {m}
, !- Vertex 12 Y-coordinate {m}
, !- Vertex 12 Z-coordinate {m}
, !- Vertex 13 X-coordinate {m}
, !- Vertex 13 Y-coordinate {m}
, !- Vertex 13 Z-coordinate {m}
, !- Vertex 14 X-coordinate {m}
, !- Vertex 14 Y-coordinate {m}
, !- Vertex 14 Z-coordinate {m}
, !- Vertex 15 X-coordinate {m}
, !- Vertex 15 Y-coordinate {m}
, !- Vertex 15 Z-coordinate {m}
, !- Vertex 16 X-coordinate {m}
, !- Vertex 16 Y-coordinate {m}
, !- Vertex 16 Z-coordinate {m}
, !- Vertex 17 X-coordinate {m}
, !- Vertex 17 Y-coordinate {m}
, !- Vertex 17 Z-coordinate {m}
, !- Vertex 18 X-coordinate {m}
, !- Vertex 18 Y-coordinate {m}
, !- Vertex 18 Z-coordinate {m}
, !- Vertex 19 X-coordinate {m}
, !- Vertex 19 Y-coordinate {m}
, !- Vertex 19 Z-coordinate {m}
, !- Vertex 20 X-coordinate {m}
, !- Vertex 20 Y-coordinate {m}
; !- Vertex 20 Z-coordinate {m}
BuildingSurface:Detailed,
L1-108-ProduceCooler_Srf_3, !- Name
Wall, !- Surface Type
Hole, !- Construction Name
L1-108-ProduceCooler Thermal Zone, !- Zone Name
Surface, !- Outside Boundary Condition
L1-106-Receiving_Srf_3, !- Outside Boundary Condition Object
NoSun, !- Sun Exposure
NoWind, !- Wind Exposure
, !- View Factor to Ground
4, !- Number of Vertices
40.264, !- Vertex 1 X-coordinate {m}
33.498, !- Vertex 1 Y-coordinate {m}
2.134, !- Vertex 1 Z-coordinate {m}
40.264, !- Vertex 2 X-coordinate {m}
33.498, !- Vertex 2 Y-coordinate {m}
0, !- Vertex 2 Z-coordinate {m}
42.093, !- Vertex 3 X-coordinate {m}
33.498, !- Vertex 3 Y-coordinate {m}
0, !- Vertex 3 Z-coordinate {m}
42.093, !- Vertex 4 X-coordinate {m}
33.498, !- Vertex 4 Y-coordinate {m}
2.134, !- Vertex 4 Z-coordinate {m}
, !- Vertex 5 X-coordinate {m}
, !- Vertex 5 Y-coordinate {m}
, !- Vertex 5 Z-coordinate {m}
, !- Vertex 6 X-coordinate {m}
, !- Vertex 6 Y-coordinate {m}
, !- Vertex 6 Z-coordinate {m}
, !- Vertex 7 X-coordinate {m}
, !- Vertex 7 Y-coordinate {m}
, !- Vertex 7 Z-coordinate {m}
, !- Vertex 8 X-coordinate {m}
, !- Vertex 8 Y-coordinate {m}
, !- Vertex 8 Z-coordinate {m}
, !- Vertex 9 X-coordinate {m}
, !- Vertex 9 Y-coordinate {m}
, !- Vertex 9 Z-coordinate {m}
, !- Vertex 10 X-coordinate {m}
, !- Vertex 10 Y-coordinate {m}
, !- Vertex 10 Z-coordinate {m}
, !- Vertex 11 X-coordinate {m}
, !- Vertex 11 Y-coordinate {m}
, !- Vertex 11 Z-coordinate {m}
, !- Vertex 12 X-coordinate {m}
, !- Vertex 12 Y-coordinate {m}
, !- Vertex 12 Z-coordinate {m}
, !- Vertex 13 X-coordinate {m}
, !- Vertex 13 Y-coordinate {m}
, !- Vertex 13 Z-coordinate {m}
, !- Vertex 14 X-coordinate {m}
, !- Vertex 14 Y-coordinate {m}
, !- Vertex 14 Z-coordinate {m}
, !- Vertex 15 X-coordinate {m}
, !- Vertex 15 Y-coordinate {m}
, !- Vertex 15 Z-coordinate {m}
, !- Vertex 16 X-coordinate {m}
, !- Vertex 16 Y-coordinate {m}
, !- Vertex 16 Z-coordinate {m}
, !- Vertex 17 X-coordinate {m}
, !- Vertex 17 Y-coordinate {m}
, !- Vertex 17 Z-coordinate {m}
, !- Vertex 18 X-coordinate {m}
, !- Vertex 18 Y-coordinate {m}
, !- Vertex 18 Z-coordinate {m}
, !- Vertex 19 X-coordinate {m}
, !- Vertex 19 Y-coordinate {m}
, !- Vertex 19 Z-coordinate {m}
, !- Vertex 20 X-coordinate {m}
, !- Vertex 20 Y-coordinate {m}
; !- Vertex 20 Z-coordinate {m}
BuildingSurface:Detailed,
L1-108-ProduceCooler_Srf_4, !- Name
Wall, !- Surface Type
Hole, !- Construction Name
L1-108-ProduceCooler Thermal Zone, !- Zone Name
Surface, !- Outside Boundary Condition
L1-102-ReceivingOffice_Srf_3, !- Outside Boundary Condition Object
NoSun, !- Sun Exposure
NoWind, !- Wind Exposure
, !- View Factor to Ground
4, !- Number of Vertices
42.093, !- Vertex 1 X-coordinate {m}
33.498, !- Vertex 1 Y-coordinate {m}
2.134, !- Vertex 1 Z-coordinate {m}
42.093, !- Vertex 2 X-coordinate {m}
33.498, !- Vertex 2 Y-coordinate {m}
0, !- Vertex 2 Z-coordinate {m}
44.444, !- Vertex 3 X-coordinate {m}
33.498, !- Vertex 3 Y-coordinate {m}
0, !- Vertex 3 Z-coordinate {m}
44.444, !- Vertex 4 X-coordinate {m}
33.498, !- Vertex 4 Y-coordinate {m}
2.134, !- Vertex 4 Z-coordinate {m}
, !- Vertex 5 X-coordinate {m}
, !- Vertex 5 Y-coordinate {m}
, !- Vertex 5 Z-coordinate {m}
, !- Vertex 6 X-coordinate {m}
, !- Vertex 6 Y-coordinate {m}
, !- Vertex 6 Z-coordinate {m}
, !- Vertex 7 X-coordinate {m}
, !- Vertex 7 Y-coordinate {m}
, !- Vertex 7 Z-coordinate {m}
, !- Vertex 8 X-coordinate {m}
, !- Vertex 8 Y-coordinate {m}
, !- Vertex 8 Z-coordinate {m}
, !- Vertex 9 X-coordinate {m}
, !- Vertex 9 Y-coordinate {m}
, !- Vertex 9 Z-coordinate {m}
, !- Vertex 10 X-coordinate {m}
, !- Vertex 10 Y-coordinate {m}
, !- Vertex 10 Z-coordinate {m}
, !- Vertex 11 X-coordinate {m}
, !- Vertex 11 Y-coordinate {m}
, !- Vertex 11 Z-coordinate {m}
, !- Vertex 12 X-coordinate {m}
, !- Vertex 12 Y-coordinate {m}
, !- Vertex 12 Z-coordinate {m}
, !- Vertex 13 X-coordinate {m}
, !- Vertex 13 Y-coordinate {m}
, !- Vertex 13 Z-coordinate {m}
, !- Vertex 14 X-coordinate {m}
, !- Vertex 14 Y-coordinate {m}
, !- Vertex 14 Z-coordinate {m}
, !- Vertex 15 X-coordinate {m}
, !- Vertex 15 Y-coordinate {m}
, !- Vertex 15 Z-coordinate {m}
, !- Vertex 16 X-coordinate {m}
, !- Vertex 16 Y-coordinate {m}
, !- Vertex 16 Z-coordinate {m}
, !- Vertex 17 X-coordinate {m}
, !- Vertex 17 Y-coordinate {m}
, !- Vertex 17 Z-coordinate {m}
, !- Vertex 18 X-coordinate {m}
, !- Vertex 18 Y-coordinate {m}
, !- Vertex 18 Z-coordinate {m}
, !- Vertex 19 X-coordinate {m}
, !- Vertex 19 Y-coordinate {m}
, !- Vertex 19 Z-coordinate {m}
, !- Vertex 20 X-coordinate {m}
, !- Vertex 20 Y-coordinate {m}
; !- Vertex 20 Z-coordinate {m}
BuildingSurface:Detailed,
L1-108-ProduceCooler_Srf_5, !- Name
Wall, !- Surface Type
Hole, !- Construction Name
L1-108-ProduceCooler Thermal Zone, !- Zone Name
Surface, !- Outside Boundary Condition
L1-104-ProduceCoolers2_Srf_1, !- Outside Boundary Condition Object
NoSun, !- Sun Exposure
NoWind, !- Wind Exposure
, !- View Factor to Ground
4, !- Number of Vertices
44.444, !- Vertex 1 X-coordinate {m}
33.498, !- Vertex 1 Y-coordinate {m}
2.134, !- Vertex 1 Z-coordinate {m}
44.444, !- Vertex 2 X-coordinate {m}
33.498, !- Vertex 2 Y-coordinate {m}
0, !- Vertex 2 Z-coordinate {m}
44.444, !- Vertex 3 X-coordinate {m}
34.574, !- Vertex 3 Y-coordinate {m}
0, !- Vertex 3 Z-coordinate {m}
44.444, !- Vertex 4 X-coordinate {m}
34.574, !- Vertex 4 Y-coordinate {m}
2.134, !- Vertex 4 Z-coordinate {m}
, !- Vertex 5 X-coordinate {m}
, !- Vertex 5 Y-coordinate {m}
, !- Vertex 5 Z-coordinate {m}
, !- Vertex 6 X-coordinate {m}
, !- Vertex 6 Y-coordinate {m}
, !- Vertex 6 Z-coordinate {m}
, !- Vertex 7 X-coordinate {m}
, !- Vertex 7 Y-coordinate {m}
, !- Vertex 7 Z-coordinate {m}
, !- Vertex 8 X-coordinate {m}
, !- Vertex 8 Y-coordinate {m}
, !- Vertex 8 Z-coordinate {m}
, !- Vertex 9 X-coordinate {m}
, !- Vertex 9 Y-coordinate {m}
, !- Vertex 9 Z-coordinate {m}
, !- Vertex 10 X-coordinate {m}
, !- Vertex 10 Y-coordinate {m}
, !- Vertex 10 Z-coordinate {m}
, !- Vertex 11 X-coordinate {m}
, !- Vertex 11 Y-coordinate {m}
, !- Vertex 11 Z-coordinate {m}
, !- Vertex 12 X-coordinate {m}
, !- Vertex 12 Y-coordinate {m}
, !- Vertex 12 Z-coordinate {m}
, !- Vertex 13 X-coordinate {m}
, !- Vertex 13 Y-coordinate {m}
, !- Vertex 13 Z-coordinate {m}
, !- Vertex 14 X-coordinate {m}
, !- Vertex 14 Y-coordinate {m}
, !- Vertex 14 Z-coordinate {m}
, !- Vertex 15 X-coordinate {m}
, !- Vertex 15 Y-coordinate {m}
, !- Vertex 15 Z-coordinate {m}
, !- Vertex 16 X-coordinate {m}
, !- Vertex 16 Y-coordinate {m}
, !- Vertex 16 Z-coordinate {m}
, !- Vertex 17 X-coordinate {m}
, !- Vertex 17 Y-coordinate {m}
, !- Vertex 17 Z-coordinate {m}
, !- Vertex 18 X-coordinate {m}
, !- Vertex 18 Y-coordinate {m}
, !- Vertex 18 Z-coordinate {m}
, !- Vertex 19 X-coordinate {m}
, !- Vertex 19 Y-coordinate {m}
, !- Vertex 19 Z-coordinate {m}
, !- Vertex 20 X-coordinate {m}
, !- Vertex 20 Y-coordinate {m}
; !- Vertex 20 Z-coordinate {m}
BuildingSurface:Detailed,
L1-108-ProduceCooler_Srf_6, !- Name
Wall, !- Surface Type
Hole, !- Construction Name
L1-108-ProduceCooler Thermal Zone, !- Zone Name
Surface, !- Outside Boundary Condition
L1-104-ProduceCoolers3_Srf_5, !- Outside Boundary Condition Object
NoSun, !- Sun Exposure
NoWind, !- Wind Exposure
, !- View Factor to Ground
4, !- Number of Vertices
44.444, !- Vertex 1 X-coordinate {m}
34.574, !- Vertex 1 Y-coordinate {m}
2.134, !- Vertex 1 Z-coordinate {m}
44.444, !- Vertex 2 X-coordinate {m}
34.574, !- Vertex 2 Y-coordinate {m}
0, !- Vertex 2 Z-coordinate {m}
44.444, !- Vertex 3 X-coordinate {m}
40.718, !- Vertex 3 Y-coordinate {m}
0, !- Vertex 3 Z-coordinate {m}
44.444, !- Vertex 4 X-coordinate {m}
40.718, !- Vertex 4 Y-coordinate {m}
2.134, !- Vertex 4 Z-coordinate {m}
, !- Vertex 5 X-coordinate {m}
, !- Vertex 5 Y-coordinate {m}
, !- Vertex 5 Z-coordinate {m}
, !- Vertex 6 X-coordinate {m}
, !- Vertex 6 Y-coordinate {m}
, !- Vertex 6 Z-coordinate {m}
, !- Vertex 7 X-coordinate {m}
, !- Vertex 7 Y-coordinate {m}
, !- Vertex 7 Z-coordinate {m}
, !- Vertex 8 X-coordinate {m}
, !- Vertex 8 Y-coordinate {m}
, !- Vertex 8 Z-coordinate {m}
, !- Vertex 9 X-coordinate {m}
, !- Vertex 9 Y-coordinate {m}
, !- Vertex 9 Z-coordinate {m}
, !- Vertex 10 X-coordinate {m}
, !- Vertex 10 Y-coordinate {m}
, !- Vertex 10 Z-coordinate {m}
, !- Vertex 11 X-coordinate {m}
, !- Vertex 11 Y-coordinate {m}
, !- Vertex 11 Z-coordinate {m}
, !- Vertex 12 X-coordinate {m}
, !- Vertex 12 Y-coordinate {m}
, !- Vertex 12 Z-coordinate {m}
, !- Vertex 13 X-coordinate {m}
, !- Vertex 13 Y-coordinate {m}
, !- Vertex 13 Z-coordinate {m}
, !- Vertex 14 X-coordinate {m}
, !- Vertex 14 Y-coordinate {m}
, !- Vertex 14 Z-coordinate {m}
, !- Vertex 15 X-coordinate {m}
, !- Vertex 15 Y-coordinate {m}
, !- Vertex 15 Z-coordinate {m}
, !- Vertex 16 X-coordinate {m}
, !- Vertex 16 Y-coordinate {m}
, !- Vertex 16 Z-coordinate {m}
, !- Vertex 17 X-coordinate {m}
, !- Vertex 17 Y-coordinate {m}
, !- Vertex 17 Z-coordinate {m}
, !- Vertex 18 X-coordinate {m}
, !- Vertex 18 Y-coordinate {m}
, !- Vertex 18 Z-coordinate {m}
, !- Vertex 19 X-coordinate {m}
, !- Vertex 19 Y-coordinate {m}
, !- Vertex 19 Z-coordinate {m}
, !- Vertex 20 X-coordinate {m}
, !- Vertex 20 Y-coordinate {m}
; !- Vertex 20 Z-coordinate {m}
BuildingSurface:Detailed,
L1-108-ProduceCooler_Srf_7, !- Name
Roof, !- Surface Type
Roof_BOH, !- Construction Name
L1-108-ProduceCooler Thermal Zone, !- Zone Name
Outdoors, !- Outside Boundary Condition
, !- Outside Boundary Condition Object
SunExposed, !- Sun Exposure
WindExposed, !- Wind Exposure
, !- View Factor to Ground
4, !- Number of Vertices
40.264, !- Vertex 1 X-coordinate {m}
40.718, !- Vertex 1 Y-coordinate {m}
2.134, !- Vertex 1 Z-coordinate {m}
40.264, !- Vertex 2 X-coordinate {m}
33.498, !- Vertex 2 Y-coordinate {m}
2.134, !- Vertex 2 Z-coordinate {m}
44.444, !- Vertex 3 X-coordinate {m}
33.498, !- Vertex 3 Y-coordinate {m}
2.134, !- Vertex 3 Z-coordinate {m}
44.444, !- Vertex 4 X-coordinate {m}
40.718, !- Vertex 4 Y-coordinate {m}
2.134, !- Vertex 4 Z-coordinate {m}
, !- Vertex 5 X-coordinate {m}
, !- Vertex 5 Y-coordinate {m}
, !- Vertex 5 Z-coordinate {m}
, !- Vertex 6 X-coordinate {m}
, !- Vertex 6 Y-coordinate {m}
, !- Vertex 6 Z-coordinate {m}
, !- Vertex 7 X-coordinate {m}
, !- Vertex 7 Y-coordinate {m}
, !- Vertex 7 Z-coordinate {m}
, !- Vertex 8 X-coordinate {m}
, !- Vertex 8 Y-coordinate {m}
, !- Vertex 8 Z-coordinate {m}
, !- Vertex 9 X-coordinate {m}
, !- Vertex 9 Y-coordinate {m}
, !- Vertex 9 Z-coordinate {m}
, !- Vertex 10 X-coordinate {m}
, !- Vertex 10 Y-coordinate {m}
, !- Vertex 10 Z-coordinate {m}
, !- Vertex 11 X-coordinate {m}
, !- Vertex 11 Y-coordinate {m}
, !- Vertex 11 Z-coordinate {m}
, !- Vertex 12 X-coordinate {m}
, !- Vertex 12 Y-coordinate {m}
, !- Vertex 12 Z-coordinate {m}
, !- Vertex 13 X-coordinate {m}
, !- Vertex 13 Y-coordinate {m}
, !- Vertex 13 Z-coordinate {m}
, !- Vertex 14 X-coordinate {m}
, !- Vertex 14 Y-coordinate {m}
, !- Vertex 14 Z-coordinate {m}
, !- Vertex 15 X-coordinate {m}
, !- Vertex 15 Y-coordinate {m}
, !- Vertex 15 Z-coordinate {m}
, !- Vertex 16 X-coordinate {m}
, !- Vertex 16 Y-coordinate {m}
, !- Vertex 16 Z-coordinate {m}
, !- Vertex 17 X-coordinate {m}
, !- Vertex 17 Y-coordinate {m}
, !- Vertex 17 Z-coordinate {m}
, !- Vertex 18 X-coordinate {m}
, !- Vertex 18 Y-coordinate {m}
, !- Vertex 18 Z-coordinate {m}
, !- Vertex 19 X-coordinate {m}
, !- Vertex 19 Y-coordinate {m}
, !- Vertex 19 Z-coordinate {m}
, !- Vertex 20 X-coordinate {m}
, !- Vertex 20 Y-coordinate {m}
; !- Vertex 20 Z-coordinate {m}
BuildingSurface:Detailed,
L1-109-Corridor_Srf_0, !- Name
Floor, !- Surface Type
Hole, !- Construction Name
L1-109-Corridor Thermal Zone, !- Zone Name
ground, !- Outside Boundary Condition
, !- Outside Boundary Condition Object
NoSun, !- Sun Exposure
NoWind, !- Wind Exposure
, !- View Factor to Ground
4, !- Number of Vertices
40.264, !- Vertex 1 X-coordinate {m}
40.718, !- Vertex 1 Y-coordinate {m}
0, !- Vertex 1 Z-coordinate {m}
40.264, !- Vertex 2 X-coordinate {m}
33.498, !- Vertex 2 Y-coordinate {m}
0, !- Vertex 2 Z-coordinate {m}
38.222, !- Vertex 3 X-coordinate {m}
33.498, !- Vertex 3 Y-coordinate {m}
0, !- Vertex 3 Z-coordinate {m}
38.222, !- Vertex 4 X-coordinate {m}
40.718, !- Vertex 4 Y-coordinate {m}
0, !- Vertex 4 Z-coordinate {m}
, !- Vertex 5 X-coordinate {m}
, !- Vertex 5 Y-coordinate {m}
, !- Vertex 5 Z-coordinate {m}
, !- Vertex 6 X-coordinate {m}
, !- Vertex 6 Y-coordinate {m}
, !- Vertex 6 Z-coordinate {m}
, !- Vertex 7 X-coordinate {m}
, !- Vertex 7 Y-coordinate {m}
, !- Vertex 7 Z-coordinate {m}
, !- Vertex 8 X-coordinate {m}
, !- Vertex 8 Y-coordinate {m}
, !- Vertex 8 Z-coordinate {m}
, !- Vertex 9 X-coordinate {m}
, !- Vertex 9 Y-coordinate {m}
, !- Vertex 9 Z-coordinate {m}
, !- Vertex 10 X-coordinate {m}
, !- Vertex 10 Y-coordinate {m}
, !- Vertex 10 Z-coordinate {m}
, !- Vertex 11 X-coordinate {m}
, !- Vertex 11 Y-coordinate {m}
, !- Vertex 11 Z-coordinate {m}
, !- Vertex 12 X-coordinate {m}
, !- Vertex 12 Y-coordinate {m}
, !- Vertex 12 Z-coordinate {m}
, !- Vertex 13 X-coordinate {m}
, !- Vertex 13 Y-coordinate {m}
, !- Vertex 13 Z-coordinate {m}
, !- Vertex 14 X-coordinate {m}
, !- Vertex 14 Y-coordinate {m}
, !- Vertex 14 Z-coordinate {m}
, !- Vertex 15 X-coordinate {m}
, !- Vertex 15 Y-coordinate {m}
, !- Vertex 15 Z-coordinate {m}
, !- Vertex 16 X-coordinate {m}
, !- Vertex 16 Y-coordinate {m}
, !- Vertex 16 Z-coordinate {m}
, !- Vertex 17 X-coordinate {m}
, !- Vertex 17 Y-coordinate {m}
, !- Vertex 17 Z-coordinate {m}
, !- Vertex 18 X-coordinate {m}
, !- Vertex 18 Y-coordinate {m}
, !- Vertex 18 Z-coordinate {m}
, !- Vertex 19 X-coordinate {m}
, !- Vertex 19 Y-coordinate {m}
, !- Vertex 19 Z-coordinate {m}
, !- Vertex 20 X-coordinate {m}
, !- Vertex 20 Y-coordinate {m}
; !- Vertex 20 Z-coordinate {m}
BuildingSurface:Detailed,
L1-109-Corridor_Srf_1, !- Name
Wall, !- Surface Type
Hole, !- Construction Name
L1-109-Corridor Thermal Zone, !- Zone Name
Surface, !- Outside Boundary Condition
L1-110-ProducePrep_Srf_3,!- Outside Boundary Condition Object
NoSun, !- Sun Exposure
NoWind, !- Wind Exposure
, !- View Factor to Ground
4, !- Number of Vertices
40.264, !- Vertex 1 X-coordinate {m}
40.718, !- Vertex 1 Y-coordinate {m}
2.134, !- Vertex 1 Z-coordinate {m}
40.264, !- Vertex 2 X-coordinate {m}
40.718, !- Vertex 2 Y-coordinate {m}
0, !- Vertex 2 Z-coordinate {m}
38.222, !- Vertex 3 X-coordinate {m}
40.718, !- Vertex 3 Y-coordinate {m}
0, !- Vertex 3 Z-coordinate {m}
38.222, !- Vertex 4 X-coordinate {m}
40.718, !- Vertex 4 Y-coordinate {m}
2.134, !- Vertex 4 Z-coordinate {m}
, !- Vertex 5 X-coordinate {m}
, !- Vertex 5 Y-coordinate {m}
, !- Vertex 5 Z-coordinate {m}
, !- Vertex 6 X-coordinate {m}
, !- Vertex 6 Y-coordinate {m}
, !- Vertex 6 Z-coordinate {m}
, !- Vertex 7 X-coordinate {m}
, !- Vertex 7 Y-coordinate {m}
, !- Vertex 7 Z-coordinate {m}
, !- Vertex 8 X-coordinate {m}
, !- Vertex 8 Y-coordinate {m}
, !- Vertex 8 Z-coordinate {m}
, !- Vertex 9 X-coordinate {m}
, !- Vertex 9 Y-coordinate {m}
, !- Vertex 9 Z-coordinate {m}
, !- Vertex 10 X-coordinate {m}
, !- Vertex 10 Y-coordinate {m}
, !- Vertex 10 Z-coordinate {m}
, !- Vertex 11 X-coordinate {m}
, !- Vertex 11 Y-coordinate {m}
, !- Vertex 11 Z-coordinate {m}
, !- Vertex 12 X-coordinate {m}
, !- Vertex 12 Y-coordinate {m}
, !- Vertex 12 Z-coordinate {m}
, !- Vertex 13 X-coordinate {m}
, !- Vertex 13 Y-coordinate {m}
, !- Vertex 13 Z-coordinate {m}
, !- Vertex 14 X-coordinate {m}
, !- Vertex 14 Y-coordinate {m}
, !- Vertex 14 Z-coordinate {m}
, !- Vertex 15 X-coordinate {m}
, !- Vertex 15 Y-coordinate {m}
, !- Vertex 15 Z-coordinate {m}
, !- Vertex 16 X-coordinate {m}
, !- Vertex 16 Y-coordinate {m}
, !- Vertex 16 Z-coordinate {m}
, !- Vertex 17 X-coordinate {m}
, !- Vertex 17 Y-coordinate {m}
, !- Vertex 17 Z-coordinate {m}
, !- Vertex 18 X-coordinate {m}
, !- Vertex 18 Y-coordinate {m}
, !- Vertex 18 Z-coordinate {m}
, !- Vertex 19 X-coordinate {m}
, !- Vertex 19 Y-coordinate {m}
, !- Vertex 19 Z-coordinate {m}
, !- Vertex 20 X-coordinate {m}
, !- Vertex 20 Y-coordinate {m}
; !- Vertex 20 Z-coordinate {m}
BuildingSurface:Detailed,
L1-109-Corridor_Srf_2, !- Name
Wall, !- Surface Type
Wall_Exterior, !- Construction Name
L1-109-Corridor Thermal Zone, !- Zone Name
Outdoors, !- Outside Boundary Condition
, !- Outside Boundary Condition Object
SunExposed, !- Sun Exposure
WindExposed, !- Wind Exposure
, !- View Factor to Ground
4, !- Number of Vertices
38.222, !- Vertex 1 X-coordinate {m}
40.718, !- Vertex 1 Y-coordinate {m}
2.134, !- Vertex 1 Z-coordinate {m}
38.222, !- Vertex 2 X-coordinate {m}
40.718, !- Vertex 2 Y-coordinate {m}
0, !- Vertex 2 Z-coordinate {m}
38.222, !- Vertex 3 X-coordinate {m}
33.498, !- Vertex 3 Y-coordinate {m}
0, !- Vertex 3 Z-coordinate {m}
38.222, !- Vertex 4 X-coordinate {m}
33.498, !- Vertex 4 Y-coordinate {m}
2.134, !- Vertex 4 Z-coordinate {m}
, !- Vertex 5 X-coordinate {m}
, !- Vertex 5 Y-coordinate {m}
, !- Vertex 5 Z-coordinate {m}
, !- Vertex 6 X-coordinate {m}
, !- Vertex 6 Y-coordinate {m}
, !- Vertex 6 Z-coordinate {m}
, !- Vertex 7 X-coordinate {m}
, !- Vertex 7 Y-coordinate {m}
, !- Vertex 7 Z-coordinate {m}
, !- Vertex 8 X-coordinate {m}
, !- Vertex 8 Y-coordinate {m}
, !- Vertex 8 Z-coordinate {m}
, !- Vertex 9 X-coordinate {m}
, !- Vertex 9 Y-coordinate {m}
, !- Vertex 9 Z-coordinate {m}
, !- Vertex 10 X-coordinate {m}
, !- Vertex 10 Y-coordinate {m}
, !- Vertex 10 Z-coordinate {m}
, !- Vertex 11 X-coordinate {m}
, !- Vertex 11 Y-coordinate {m}
, !- Vertex 11 Z-coordinate {m}
, !- Vertex 12 X-coordinate {m}
, !- Vertex 12 Y-coordinate {m}
, !- Vertex 12 Z-coordinate {m}
, !- Vertex 13 X-coordinate {m}
, !- Vertex 13 Y-coordinate {m}
, !- Vertex 13 Z-coordinate {m}
, !- Vertex 14 X-coordinate {m}
, !- Vertex 14 Y-coordinate {m}
, !- Vertex 14 Z-coordinate {m}
, !- Vertex 15 X-coordinate {m}
, !- Vertex 15 Y-coordinate {m}
, !- Vertex 15 Z-coordinate {m}
, !- Vertex 16 X-coordinate {m}
, !- Vertex 16 Y-coordinate {m}
, !- Vertex 16 Z-coordinate {m}
, !- Vertex 17 X-coordinate {m}
, !- Vertex 17 Y-coordinate {m}
, !- Vertex 17 Z-coordinate {m}
, !- Vertex 18 X-coordinate {m}
, !- Vertex 18 Y-coordinate {m}
, !- Vertex 18 Z-coordinate {m}
, !- Vertex 19 X-coordinate {m}
, !- Vertex 19 Y-coordinate {m}
, !- Vertex 19 Z-coordinate {m}
, !- Vertex 20 X-coordinate {m}
, !- Vertex 20 Y-coordinate {m}
; !- Vertex 20 Z-coordinate {m}
BuildingSurface:Detailed,
L1-109-Corridor_Srf_3, !- Name
Wall, !- Surface Type
Hole, !- Construction Name
L1-109-Corridor Thermal Zone, !- Zone Name
Surface, !- Outside Boundary Condition
L1-106-Receiving_Srf_4, !- Outside Boundary Condition Object
NoSun, !- Sun Exposure
NoWind, !- Wind Exposure
, !- View Factor to Ground
4, !- Number of Vertices
38.222, !- Vertex 1 X-coordinate {m}
33.498, !- Vertex 1 Y-coordinate {m}
2.134, !- Vertex 1 Z-coordinate {m}
38.222, !- Vertex 2 X-coordinate {m}
33.498, !- Vertex 2 Y-coordinate {m}
0, !- Vertex 2 Z-coordinate {m}
40.264, !- Vertex 3 X-coordinate {m}
33.498, !- Vertex 3 Y-coordinate {m}
0, !- Vertex 3 Z-coordinate {m}
40.264, !- Vertex 4 X-coordinate {m}
33.498, !- Vertex 4 Y-coordinate {m}
2.134, !- Vertex 4 Z-coordinate {m}
, !- Vertex 5 X-coordinate {m}
, !- Vertex 5 Y-coordinate {m}
, !- Vertex 5 Z-coordinate {m}
, !- Vertex 6 X-coordinate {m}
, !- Vertex 6 Y-coordinate {m}
, !- Vertex 6 Z-coordinate {m}
, !- Vertex 7 X-coordinate {m}
, !- Vertex 7 Y-coordinate {m}
, !- Vertex 7 Z-coordinate {m}
, !- Vertex 8 X-coordinate {m}
, !- Vertex 8 Y-coordinate {m}
, !- Vertex 8 Z-coordinate {m}
, !- Vertex 9 X-coordinate {m}
, !- Vertex 9 Y-coordinate {m}
, !- Vertex 9 Z-coordinate {m}
, !- Vertex 10 X-coordinate {m}
, !- Vertex 10 Y-coordinate {m}
, !- Vertex 10 Z-coordinate {m}
, !- Vertex 11 X-coordinate {m}
, !- Vertex 11 Y-coordinate {m}
, !- Vertex 11 Z-coordinate {m}
, !- Vertex 12 X-coordinate {m}
, !- Vertex 12 Y-coordinate {m}
, !- Vertex 12 Z-coordinate {m}
, !- Vertex 13 X-coordinate {m}
, !- Vertex 13 Y-coordinate {m}
, !- Vertex 13 Z-coordinate {m}
, !- Vertex 14 X-coordinate {m}
, !- Vertex 14 Y-coordinate {m}
, !- Vertex 14 Z-coordinate {m}
, !- Vertex 15 X-coordinate {m}
, !- Vertex 15 Y-coordinate {m}
, !- Vertex 15 Z-coordinate {m}
, !- Vertex 16 X-coordinate {m}
, !- Vertex 16 Y-coordinate {m}
, !- Vertex 16 Z-coordinate {m}
, !- Vertex 17 X-coordinate {m}
, !- Vertex 17 Y-coordinate {m}
, !- Vertex 17 Z-coordinate {m}
, !- Vertex 18 X-coordinate {m}
, !- Vertex 18 Y-coordinate {m}
, !- Vertex 18 Z-coordinate {m}
, !- Vertex 19 X-coordinate {m}
, !- Vertex 19 Y-coordinate {m}
, !- Vertex 19 Z-coordinate {m}
, !- Vertex 20 X-coordinate {m}
, !- Vertex 20 Y-coordinate {m}
; !- Vertex 20 Z-coordinate {m}
BuildingSurface:Detailed,
L1-109-Corridor_Srf_4, !- Name
Wall, !- Surface Type
Hole, !- Construction Name
L1-109-Corridor Thermal Zone, !- Zone Name
Surface, !- Outside Boundary Condition
L1-108-ProduceCooler_Srf_2, !- Outside Boundary Condition Object
NoSun, !- Sun Exposure
NoWind, !- Wind Exposure
, !- View Factor to Ground
4, !- Number of Vertices
40.264, !- Vertex 1 X-coordinate {m}
33.498, !- Vertex 1 Y-coordinate {m}
2.134, !- Vertex 1 Z-coordinate {m}
40.264, !- Vertex 2 X-coordinate {m}
33.498, !- Vertex 2 Y-coordinate {m}
0, !- Vertex 2 Z-coordinate {m}
40.264, !- Vertex 3 X-coordinate {m}
40.718, !- Vertex 3 Y-coordinate {m}
0, !- Vertex 3 Z-coordinate {m}
40.264, !- Vertex 4 X-coordinate {m}
40.718, !- Vertex 4 Y-coordinate {m}
2.134, !- Vertex 4 Z-coordinate {m}
, !- Vertex 5 X-coordinate {m}
, !- Vertex 5 Y-coordinate {m}
, !- Vertex 5 Z-coordinate {m}
, !- Vertex 6 X-coordinate {m}
, !- Vertex 6 Y-coordinate {m}
, !- Vertex 6 Z-coordinate {m}
, !- Vertex 7 X-coordinate {m}
, !- Vertex 7 Y-coordinate {m}
, !- Vertex 7 Z-coordinate {m}
, !- Vertex 8 X-coordinate {m}
, !- Vertex 8 Y-coordinate {m}
, !- Vertex 8 Z-coordinate {m}
, !- Vertex 9 X-coordinate {m}
, !- Vertex 9 Y-coordinate {m}
, !- Vertex 9 Z-coordinate {m}
, !- Vertex 10 X-coordinate {m}
, !- Vertex 10 Y-coordinate {m}
, !- Vertex 10 Z-coordinate {m}
, !- Vertex 11 X-coordinate {m}
, !- Vertex 11 Y-coordinate {m}
, !- Vertex 11 Z-coordinate {m}
, !- Vertex 12 X-coordinate {m}
, !- Vertex 12 Y-coordinate {m}
, !- Vertex 12 Z-coordinate {m}
, !- Vertex 13 X-coordinate {m}
, !- Vertex 13 Y-coordinate {m}
, !- Vertex 13 Z-coordinate {m}
, !- Vertex 14 X-coordinate {m}
, !- Vertex 14 Y-coordinate {m}
, !- Vertex 14 Z-coordinate {m}
, !- Vertex 15 X-coordinate {m}
, !- Vertex 15 Y-coordinate {m}
, !- Vertex 15 Z-coordinate {m}
, !- Vertex 16 X-coordinate {m}
, !- Vertex 16 Y-coordinate {m}
, !- Vertex 16 Z-coordinate {m}
, !- Vertex 17 X-coordinate {m}
, !- Vertex 17 Y-coordinate {m}
, !- Vertex 17 Z-coordinate {m}
, !- Vertex 18 X-coordinate {m}
, !- Vertex 18 Y-coordinate {m}
, !- Vertex 18 Z-coordinate {m}
, !- Vertex 19 X-coordinate {m}
, !- Vertex 19 Y-coordinate {m}
, !- Vertex 19 Z-coordinate {m}
, !- Vertex 20 X-coordinate {m}
, !- Vertex 20 Y-coordinate {m}
; !- Vertex 20 Z-coordinate {m}
BuildingSurface:Detailed,
L1-109-Corridor_Srf_5, !- Name
Roof, !- Surface Type
Roof_BOH, !- Construction Name
L1-109-Corridor Thermal Zone, !- Zone Name
Outdoors, !- Outside Boundary Condition
, !- Outside Boundary Condition Object
SunExposed, !- Sun Exposure
WindExposed, !- Wind Exposure
, !- View Factor to Ground
4, !- Number of Vertices
38.222, !- Vertex 1 X-coordinate {m}
40.718, !- Vertex 1 Y-coordinate {m}
2.134, !- Vertex 1 Z-coordinate {m}
38.222, !- Vertex 2 X-coordinate {m}
33.498, !- Vertex 2 Y-coordinate {m}
2.134, !- Vertex 2 Z-coordinate {m}
40.264, !- Vertex 3 X-coordinate {m}
33.498, !- Vertex 3 Y-coordinate {m}
2.134, !- Vertex 3 Z-coordinate {m}
40.264, !- Vertex 4 X-coordinate {m}
40.718, !- Vertex 4 Y-coordinate {m}
2.134, !- Vertex 4 Z-coordinate {m}
, !- Vertex 5 X-coordinate {m}
, !- Vertex 5 Y-coordinate {m}
, !- Vertex 5 Z-coordinate {m}
, !- Vertex 6 X-coordinate {m}
, !- Vertex 6 Y-coordinate {m}
, !- Vertex 6 Z-coordinate {m}
, !- Vertex 7 X-coordinate {m}
, !- Vertex 7 Y-coordinate {m}
, !- Vertex 7 Z-coordinate {m}
, !- Vertex 8 X-coordinate {m}
, !- Vertex 8 Y-coordinate {m}
, !- Vertex 8 Z-coordinate {m}
, !- Vertex 9 X-coordinate {m}
, !- Vertex 9 Y-coordinate {m}
, !- Vertex 9 Z-coordinate {m}
, !- Vertex 10 X-coordinate {m}
, !- Vertex 10 Y-coordinate {m}
, !- Vertex 10 Z-coordinate {m}
, !- Vertex 11 X-coordinate {m}
, !- Vertex 11 Y-coordinate {m}
, !- Vertex 11 Z-coordinate {m}
, !- Vertex 12 X-coordinate {m}
, !- Vertex 12 Y-coordinate {m}
, !- Vertex 12 Z-coordinate {m}
, !- Vertex 13 X-coordinate {m}
, !- Vertex 13 Y-coordinate {m}
, !- Vertex 13 Z-coordinate {m}
, !- Vertex 14 X-coordinate {m}
, !- Vertex 14 Y-coordinate {m}
, !- Vertex 14 Z-coordinate {m}
, !- Vertex 15 X-coordinate {m}
, !- Vertex 15 Y-coordinate {m}
, !- Vertex 15 Z-coordinate {m}
, !- Vertex 16 X-coordinate {m}
, !- Vertex 16 Y-coordinate {m}
, !- Vertex 16 Z-coordinate {m}
, !- Vertex 17 X-coordinate {m}
, !- Vertex 17 Y-coordinate {m}
, !- Vertex 17 Z-coordinate {m}
, !- Vertex 18 X-coordinate {m}
, !- Vertex 18 Y-coordinate {m}
, !- Vertex 18 Z-coordinate {m}
, !- Vertex 19 X-coordinate {m}
, !- Vertex 19 Y-coordinate {m}
, !- Vertex 19 Z-coordinate {m}
, !- Vertex 20 X-coordinate {m}
, !- Vertex 20 Y-coordinate {m}
; !- Vertex 20 Z-coordinate {m}
BuildingSurface:Detailed,
L1-110-ProducePrep_Srf_0,!- Name
Floor, !- Surface Type
Hole, !- Construction Name
L1-110-ProducePrep Thermal Zone, !- Zone Name
ground, !- Outside Boundary Condition
, !- Outside Boundary Condition Object
NoSun, !- Sun Exposure
NoWind, !- Wind Exposure
, !- View Factor to Ground
6, !- Number of Vertices
43.312, !- Vertex 1 X-coordinate {m}
50.963, !- Vertex 1 Y-coordinate {m}
0, !- Vertex 1 Z-coordinate {m}
43.312, !- Vertex 2 X-coordinate {m}
41.575, !- Vertex 2 Y-coordinate {m}
0, !- Vertex 2 Z-coordinate {m}
44.444, !- Vertex 3 X-coordinate {m}
41.575, !- Vertex 3 Y-coordinate {m}
0, !- Vertex 3 Z-coordinate {m}
44.444, !- Vertex 4 X-coordinate {m}
40.718, !- Vertex 4 Y-coordinate {m}
0, !- Vertex 4 Z-coordinate {m}
38.222, !- Vertex 5 X-coordinate {m}
40.718, !- Vertex 5 Y-coordinate {m}
0, !- Vertex 5 Z-coordinate {m}
38.222, !- Vertex 6 X-coordinate {m}
50.963, !- Vertex 6 Y-coordinate {m}
0, !- Vertex 6 Z-coordinate {m}
, !- Vertex 7 X-coordinate {m}
, !- Vertex 7 Y-coordinate {m}
, !- Vertex 7 Z-coordinate {m}
, !- Vertex 8 X-coordinate {m}
, !- Vertex 8 Y-coordinate {m}
, !- Vertex 8 Z-coordinate {m}
, !- Vertex 9 X-coordinate {m}
, !- Vertex 9 Y-coordinate {m}
, !- Vertex 9 Z-coordinate {m}
, !- Vertex 10 X-coordinate {m}
, !- Vertex 10 Y-coordinate {m}
, !- Vertex 10 Z-coordinate {m}
, !- Vertex 11 X-coordinate {m}
, !- Vertex 11 Y-coordinate {m}
, !- Vertex 11 Z-coordinate {m}
, !- Vertex 12 X-coordinate {m}
, !- Vertex 12 Y-coordinate {m}
, !- Vertex 12 Z-coordinate {m}
, !- Vertex 13 X-coordinate {m}
, !- Vertex 13 Y-coordinate {m}
, !- Vertex 13 Z-coordinate {m}
, !- Vertex 14 X-coordinate {m}
, !- Vertex 14 Y-coordinate {m}
, !- Vertex 14 Z-coordinate {m}
, !- Vertex 15 X-coordinate {m}
, !- Vertex 15 Y-coordinate {m}
, !- Vertex 15 Z-coordinate {m}
, !- Vertex 16 X-coordinate {m}
, !- Vertex 16 Y-coordinate {m}
, !- Vertex 16 Z-coordinate {m}
, !- Vertex 17 X-coordinate {m}
, !- Vertex 17 Y-coordinate {m}
, !- Vertex 17 Z-coordinate {m}
, !- Vertex 18 X-coordinate {m}
, !- Vertex 18 Y-coordinate {m}
, !- Vertex 18 Z-coordinate {m}
, !- Vertex 19 X-coordinate {m}
, !- Vertex 19 Y-coordinate {m}
, !- Vertex 19 Z-coordinate {m}
, !- Vertex 20 X-coordinate {m}
, !- Vertex 20 Y-coordinate {m}
; !- Vertex 20 Z-coordinate {m}
BuildingSurface:Detailed,
L1-110-ProducePrep_Srf_1,!- Name
Wall, !- Surface Type
Hole, !- Construction Name
L1-110-ProducePrep Thermal Zone, !- Zone Name
Surface, !- Outside Boundary Condition
L1-111-GroceryFreezer_Srf_0, !- Outside Boundary Condition Object
NoSun, !- Sun Exposure
NoWind, !- Wind Exposure
, !- View Factor to Ground
4, !- Number of Vertices
39.746, !- Vertex 1 X-coordinate {m}
50.963, !- Vertex 1 Y-coordinate {m}
2.134, !- Vertex 1 Z-coordinate {m}
39.746, !- Vertex 2 X-coordinate {m}
50.963, !- Vertex 2 Y-coordinate {m}
0, !- Vertex 2 Z-coordinate {m}
38.222, !- Vertex 3 X-coordinate {m}
50.963, !- Vertex 3 Y-coordinate {m}
0, !- Vertex 3 Z-coordinate {m}
38.222, !- Vertex 4 X-coordinate {m}
50.963, !- Vertex 4 Y-coordinate {m}
2.134, !- Vertex 4 Z-coordinate {m}
, !- Vertex 5 X-coordinate {m}
, !- Vertex 5 Y-coordinate {m}
, !- Vertex 5 Z-coordinate {m}
, !- Vertex 6 X-coordinate {m}
, !- Vertex 6 Y-coordinate {m}
, !- Vertex 6 Z-coordinate {m}
, !- Vertex 7 X-coordinate {m}
, !- Vertex 7 Y-coordinate {m}
, !- Vertex 7 Z-coordinate {m}
, !- Vertex 8 X-coordinate {m}
, !- Vertex 8 Y-coordinate {m}
, !- Vertex 8 Z-coordinate {m}
, !- Vertex 9 X-coordinate {m}
, !- Vertex 9 Y-coordinate {m}
, !- Vertex 9 Z-coordinate {m}
, !- Vertex 10 X-coordinate {m}
, !- Vertex 10 Y-coordinate {m}
, !- Vertex 10 Z-coordinate {m}
, !- Vertex 11 X-coordinate {m}
, !- Vertex 11 Y-coordinate {m}
, !- Vertex 11 Z-coordinate {m}
, !- Vertex 12 X-coordinate {m}
, !- Vertex 12 Y-coordinate {m}
, !- Vertex 12 Z-coordinate {m}
, !- Vertex 13 X-coordinate {m}
, !- Vertex 13 Y-coordinate {m}
, !- Vertex 13 Z-coordinate {m}
, !- Vertex 14 X-coordinate {m}
, !- Vertex 14 Y-coordinate {m}
, !- Vertex 14 Z-coordinate {m}
, !- Vertex 15 X-coordinate {m}
, !- Vertex 15 Y-coordinate {m}
, !- Vertex 15 Z-coordinate {m}
, !- Vertex 16 X-coordinate {m}
, !- Vertex 16 Y-coordinate {m}
, !- Vertex 16 Z-coordinate {m}
, !- Vertex 17 X-coordinate {m}
, !- Vertex 17 Y-coordinate {m}
, !- Vertex 17 Z-coordinate {m}
, !- Vertex 18 X-coordinate {m}
, !- Vertex 18 Y-coordinate {m}
, !- Vertex 18 Z-coordinate {m}
, !- Vertex 19 X-coordinate {m}
, !- Vertex 19 Y-coordinate {m}
, !- Vertex 19 Z-coordinate {m}
, !- Vertex 20 X-coordinate {m}
, !- Vertex 20 Y-coordinate {m}
; !- Vertex 20 Z-coordinate {m}
BuildingSurface:Detailed,
L1-110-ProducePrep_Srf_10, !- Name
Wall, !- Surface Type
Hole, !- Construction Name
L1-110-ProducePrep Thermal Zone, !- Zone Name
Surface, !- Outside Boundary Condition
L1-Stairs_Srf_3, !- Outside Boundary Condition Object
NoSun, !- Sun Exposure
NoWind, !- Wind Exposure
, !- View Factor to Ground
4, !- Number of Vertices
41.118, !- Vertex 1 X-coordinate {m}
50.963, !- Vertex 1 Y-coordinate {m}
2.134, !- Vertex 1 Z-coordinate {m}
41.118, !- Vertex 2 X-coordinate {m}
50.963, !- Vertex 2 Y-coordinate {m}
0, !- Vertex 2 Z-coordinate {m}
39.746, !- Vertex 3 X-coordinate {m}
50.963, !- Vertex 3 Y-coordinate {m}
0, !- Vertex 3 Z-coordinate {m}
39.746, !- Vertex 4 X-coordinate {m}
50.963, !- Vertex 4 Y-coordinate {m}
2.134, !- Vertex 4 Z-coordinate {m}
, !- Vertex 5 X-coordinate {m}
, !- Vertex 5 Y-coordinate {m}
, !- Vertex 5 Z-coordinate {m}
, !- Vertex 6 X-coordinate {m}
, !- Vertex 6 Y-coordinate {m}
, !- Vertex 6 Z-coordinate {m}
, !- Vertex 7 X-coordinate {m}
, !- Vertex 7 Y-coordinate {m}
, !- Vertex 7 Z-coordinate {m}
, !- Vertex 8 X-coordinate {m}
, !- Vertex 8 Y-coordinate {m}
, !- Vertex 8 Z-coordinate {m}
, !- Vertex 9 X-coordinate {m}
, !- Vertex 9 Y-coordinate {m}
, !- Vertex 9 Z-coordinate {m}
, !- Vertex 10 X-coordinate {m}
, !- Vertex 10 Y-coordinate {m}
, !- Vertex 10 Z-coordinate {m}
, !- Vertex 11 X-coordinate {m}
, !- Vertex 11 Y-coordinate {m}
, !- Vertex 11 Z-coordinate {m}
, !- Vertex 12 X-coordinate {m}
, !- Vertex 12 Y-coordinate {m}
, !- Vertex 12 Z-coordinate {m}
, !- Vertex 13 X-coordinate {m}
, !- Vertex 13 Y-coordinate {m}
, !- Vertex 13 Z-coordinate {m}
, !- Vertex 14 X-coordinate {m}
, !- Vertex 14 Y-coordinate {m}
, !- Vertex 14 Z-coordinate {m}
, !- Vertex 15 X-coordinate {m}
, !- Vertex 15 Y-coordinate {m}
, !- Vertex 15 Z-coordinate {m}
, !- Vertex 16 X-coordinate {m}
, !- Vertex 16 Y-coordinate {m}
, !- Vertex 16 Z-coordinate {m}
, !- Vertex 17 X-coordinate {m}
, !- Vertex 17 Y-coordinate {m}
, !- Vertex 17 Z-coordinate {m}
, !- Vertex 18 X-coordinate {m}
, !- Vertex 18 Y-coordinate {m}
, !- Vertex 18 Z-coordinate {m}
, !- Vertex 19 X-coordinate {m}
, !- Vertex 19 Y-coordinate {m}
, !- Vertex 19 Z-coordinate {m}
, !- Vertex 20 X-coordinate {m}
, !- Vertex 20 Y-coordinate {m}
; !- Vertex 20 Z-coordinate {m}
BuildingSurface:Detailed,
L1-110-ProducePrep_Srf_11, !- Name
Roof, !- Surface Type
Roof_BOH, !- Construction Name
L1-110-ProducePrep Thermal Zone, !- Zone Name
Outdoors, !- Outside Boundary Condition
, !- Outside Boundary Condition Object
SunExposed, !- Sun Exposure
WindExposed, !- Wind Exposure
, !- View Factor to Ground
6, !- Number of Vertices
38.222, !- Vertex 1 X-coordinate {m}
50.963, !- Vertex 1 Y-coordinate {m}
2.134, !- Vertex 1 Z-coordinate {m}
38.222, !- Vertex 2 X-coordinate {m}
40.718, !- Vertex 2 Y-coordinate {m}
2.134, !- Vertex 2 Z-coordinate {m}
44.444, !- Vertex 3 X-coordinate {m}
40.718, !- Vertex 3 Y-coordinate {m}
2.134, !- Vertex 3 Z-coordinate {m}
44.444, !- Vertex 4 X-coordinate {m}
41.575, !- Vertex 4 Y-coordinate {m}
2.134, !- Vertex 4 Z-coordinate {m}
43.312, !- Vertex 5 X-coordinate {m}
41.575, !- Vertex 5 Y-coordinate {m}
2.134, !- Vertex 5 Z-coordinate {m}
43.312, !- Vertex 6 X-coordinate {m}
50.963, !- Vertex 6 Y-coordinate {m}
2.134, !- Vertex 6 Z-coordinate {m}
, !- Vertex 7 X-coordinate {m}
, !- Vertex 7 Y-coordinate {m}
, !- Vertex 7 Z-coordinate {m}
, !- Vertex 8 X-coordinate {m}
, !- Vertex 8 Y-coordinate {m}
, !- Vertex 8 Z-coordinate {m}
, !- Vertex 9 X-coordinate {m}
, !- Vertex 9 Y-coordinate {m}
, !- Vertex 9 Z-coordinate {m}
, !- Vertex 10 X-coordinate {m}
, !- Vertex 10 Y-coordinate {m}
, !- Vertex 10 Z-coordinate {m}
, !- Vertex 11 X-coordinate {m}
, !- Vertex 11 Y-coordinate {m}
, !- Vertex 11 Z-coordinate {m}
, !- Vertex 12 X-coordinate {m}
, !- Vertex 12 Y-coordinate {m}
, !- Vertex 12 Z-coordinate {m}
, !- Vertex 13 X-coordinate {m}
, !- Vertex 13 Y-coordinate {m}
, !- Vertex 13 Z-coordinate {m}
, !- Vertex 14 X-coordinate {m}
, !- Vertex 14 Y-coordinate {m}
, !- Vertex 14 Z-coordinate {m}
, !- Vertex 15 X-coordinate {m}
, !- Vertex 15 Y-coordinate {m}
, !- Vertex 15 Z-coordinate {m}
, !- Vertex 16 X-coordinate {m}
, !- Vertex 16 Y-coordinate {m}
, !- Vertex 16 Z-coordinate {m}
, !- Vertex 17 X-coordinate {m}
, !- Vertex 17 Y-coordinate {m}
, !- Vertex 17 Z-coordinate {m}
, !- Vertex 18 X-coordinate {m}
, !- Vertex 18 Y-coordinate {m}
, !- Vertex 18 Z-coordinate {m}
, !- Vertex 19 X-coordinate {m}
, !- Vertex 19 Y-coordinate {m}
, !- Vertex 19 Z-coordinate {m}
, !- Vertex 20 X-coordinate {m}
, !- Vertex 20 Y-coordinate {m}
; !- Vertex 20 Z-coordinate {m}
BuildingSurface:Detailed,
L1-110-ProducePrep_Srf_2,!- Name
Wall, !- Surface Type
Wall_Exterior, !- Construction Name
L1-110-ProducePrep Thermal Zone, !- Zone Name
Outdoors, !- Outside Boundary Condition
, !- Outside Boundary Condition Object
SunExposed, !- Sun Exposure
WindExposed, !- Wind Exposure
, !- View Factor to Ground
4, !- Number of Vertices
38.222, !- Vertex 1 X-coordinate {m}
50.963, !- Vertex 1 Y-coordinate {m}
2.134, !- Vertex 1 Z-coordinate {m}
38.222, !- Vertex 2 X-coordinate {m}
50.963, !- Vertex 2 Y-coordinate {m}
0, !- Vertex 2 Z-coordinate {m}
38.222, !- Vertex 3 X-coordinate {m}
40.718, !- Vertex 3 Y-coordinate {m}
0, !- Vertex 3 Z-coordinate {m}
38.222, !- Vertex 4 X-coordinate {m}
40.718, !- Vertex 4 Y-coordinate {m}
2.134, !- Vertex 4 Z-coordinate {m}
, !- Vertex 5 X-coordinate {m}
, !- Vertex 5 Y-coordinate {m}
, !- Vertex 5 Z-coordinate {m}
, !- Vertex 6 X-coordinate {m}
, !- Vertex 6 Y-coordinate {m}
, !- Vertex 6 Z-coordinate {m}
, !- Vertex 7 X-coordinate {m}
, !- Vertex 7 Y-coordinate {m}
, !- Vertex 7 Z-coordinate {m}
, !- Vertex 8 X-coordinate {m}
, !- Vertex 8 Y-coordinate {m}
, !- Vertex 8 Z-coordinate {m}
, !- Vertex 9 X-coordinate {m}
, !- Vertex 9 Y-coordinate {m}
, !- Vertex 9 Z-coordinate {m}
, !- Vertex 10 X-coordinate {m}
, !- Vertex 10 Y-coordinate {m}
, !- Vertex 10 Z-coordinate {m}
, !- Vertex 11 X-coordinate {m}
, !- Vertex 11 Y-coordinate {m}
, !- Vertex 11 Z-coordinate {m}
, !- Vertex 12 X-coordinate {m}
, !- Vertex 12 Y-coordinate {m}
, !- Vertex 12 Z-coordinate {m}
, !- Vertex 13 X-coordinate {m}
, !- Vertex 13 Y-coordinate {m}
, !- Vertex 13 Z-coordinate {m}
, !- Vertex 14 X-coordinate {m}
, !- Vertex 14 Y-coordinate {m}
, !- Vertex 14 Z-coordinate {m}
, !- Vertex 15 X-coordinate {m}
, !- Vertex 15 Y-coordinate {m}
, !- Vertex 15 Z-coordinate {m}
, !- Vertex 16 X-coordinate {m}
, !- Vertex 16 Y-coordinate {m}
, !- Vertex 16 Z-coordinate {m}
, !- Vertex 17 X-coordinate {m}
, !- Vertex 17 Y-coordinate {m}
, !- Vertex 17 Z-coordinate {m}
, !- Vertex 18 X-coordinate {m}
, !- Vertex 18 Y-coordinate {m}
, !- Vertex 18 Z-coordinate {m}
, !- Vertex 19 X-coordinate {m}
, !- Vertex 19 Y-coordinate {m}
, !- Vertex 19 Z-coordinate {m}
, !- Vertex 20 X-coordinate {m}
, !- Vertex 20 Y-coordinate {m}
; !- Vertex 20 Z-coordinate {m}
BuildingSurface:Detailed,
L1-110-ProducePrep_Srf_3,!- Name
Wall, !- Surface Type
Hole, !- Construction Name
L1-110-ProducePrep Thermal Zone, !- Zone Name
Surface, !- Outside Boundary Condition
L1-109-Corridor_Srf_1, !- Outside Boundary Condition Object
NoSun, !- Sun Exposure
NoWind, !- Wind Exposure
, !- View Factor to Ground
4, !- Number of Vertices
38.222, !- Vertex 1 X-coordinate {m}
40.718, !- Vertex 1 Y-coordinate {m}
2.134, !- Vertex 1 Z-coordinate {m}
38.222, !- Vertex 2 X-coordinate {m}
40.718, !- Vertex 2 Y-coordinate {m}
0, !- Vertex 2 Z-coordinate {m}
40.264, !- Vertex 3 X-coordinate {m}
40.718, !- Vertex 3 Y-coordinate {m}
0, !- Vertex 3 Z-coordinate {m}
40.264, !- Vertex 4 X-coordinate {m}
40.718, !- Vertex 4 Y-coordinate {m}
2.134, !- Vertex 4 Z-coordinate {m}
, !- Vertex 5 X-coordinate {m}
, !- Vertex 5 Y-coordinate {m}
, !- Vertex 5 Z-coordinate {m}
, !- Vertex 6 X-coordinate {m}
, !- Vertex 6 Y-coordinate {m}
, !- Vertex 6 Z-coordinate {m}
, !- Vertex 7 X-coordinate {m}
, !- Vertex 7 Y-coordinate {m}
, !- Vertex 7 Z-coordinate {m}
, !- Vertex 8 X-coordinate {m}
, !- Vertex 8 Y-coordinate {m}
, !- Vertex 8 Z-coordinate {m}
, !- Vertex 9 X-coordinate {m}
, !- Vertex 9 Y-coordinate {m}
, !- Vertex 9 Z-coordinate {m}
, !- Vertex 10 X-coordinate {m}
, !- Vertex 10 Y-coordinate {m}
, !- Vertex 10 Z-coordinate {m}
, !- Vertex 11 X-coordinate {m}
, !- Vertex 11 Y-coordinate {m}
, !- Vertex 11 Z-coordinate {m}
, !- Vertex 12 X-coordinate {m}
, !- Vertex 12 Y-coordinate {m}
, !- Vertex 12 Z-coordinate {m}
, !- Vertex 13 X-coordinate {m}
, !- Vertex 13 Y-coordinate {m}
, !- Vertex 13 Z-coordinate {m}
, !- Vertex 14 X-coordinate {m}
, !- Vertex 14 Y-coordinate {m}
, !- Vertex 14 Z-coordinate {m}
, !- Vertex 15 X-coordinate {m}
, !- Vertex 15 Y-coordinate {m}
, !- Vertex 15 Z-coordinate {m}
, !- Vertex 16 X-coordinate {m}
, !- Vertex 16 Y-coordinate {m}
, !- Vertex 16 Z-coordinate {m}
, !- Vertex 17 X-coordinate {m}
, !- Vertex 17 Y-coordinate {m}
, !- Vertex 17 Z-coordinate {m}
, !- Vertex 18 X-coordinate {m}
, !- Vertex 18 Y-coordinate {m}
, !- Vertex 18 Z-coordinate {m}
, !- Vertex 19 X-coordinate {m}
, !- Vertex 19 Y-coordinate {m}
, !- Vertex 19 Z-coordinate {m}
, !- Vertex 20 X-coordinate {m}
, !- Vertex 20 Y-coordinate {m}
; !- Vertex 20 Z-coordinate {m}
BuildingSurface:Detailed,
L1-110-ProducePrep_Srf_4,!- Name
Wall, !- Surface Type
Hole, !- Construction Name
L1-110-ProducePrep Thermal Zone, !- Zone Name
Surface, !- Outside Boundary Condition
L1-108-ProduceCooler_Srf_1, !- Outside Boundary Condition Object
NoSun, !- Sun Exposure
NoWind, !- Wind Exposure
, !- View Factor to Ground
4, !- Number of Vertices
40.264, !- Vertex 1 X-coordinate {m}
40.718, !- Vertex 1 Y-coordinate {m}
2.134, !- Vertex 1 Z-coordinate {m}
40.264, !- Vertex 2 X-coordinate {m}
40.718, !- Vertex 2 Y-coordinate {m}
0, !- Vertex 2 Z-coordinate {m}
44.444, !- Vertex 3 X-coordinate {m}
40.718, !- Vertex 3 Y-coordinate {m}
0, !- Vertex 3 Z-coordinate {m}
44.444, !- Vertex 4 X-coordinate {m}
40.718, !- Vertex 4 Y-coordinate {m}
2.134, !- Vertex 4 Z-coordinate {m}
, !- Vertex 5 X-coordinate {m}
, !- Vertex 5 Y-coordinate {m}
, !- Vertex 5 Z-coordinate {m}
, !- Vertex 6 X-coordinate {m}
, !- Vertex 6 Y-coordinate {m}
, !- Vertex 6 Z-coordinate {m}
, !- Vertex 7 X-coordinate {m}
, !- Vertex 7 Y-coordinate {m}
, !- Vertex 7 Z-coordinate {m}
, !- Vertex 8 X-coordinate {m}
, !- Vertex 8 Y-coordinate {m}
, !- Vertex 8 Z-coordinate {m}
, !- Vertex 9 X-coordinate {m}
, !- Vertex 9 Y-coordinate {m}
, !- Vertex 9 Z-coordinate {m}
, !- Vertex 10 X-coordinate {m}
, !- Vertex 10 Y-coordinate {m}
, !- Vertex 10 Z-coordinate {m}
, !- Vertex 11 X-coordinate {m}
, !- Vertex 11 Y-coordinate {m}
, !- Vertex 11 Z-coordinate {m}
, !- Vertex 12 X-coordinate {m}
, !- Vertex 12 Y-coordinate {m}
, !- Vertex 12 Z-coordinate {m}
, !- Vertex 13 X-coordinate {m}
, !- Vertex 13 Y-coordinate {m}
, !- Vertex 13 Z-coordinate {m}
, !- Vertex 14 X-coordinate {m}
, !- Vertex 14 Y-coordinate {m}
, !- Vertex 14 Z-coordinate {m}
, !- Vertex 15 X-coordinate {m}
, !- Vertex 15 Y-coordinate {m}
, !- Vertex 15 Z-coordinate {m}
, !- Vertex 16 X-coordinate {m}
, !- Vertex 16 Y-coordinate {m}
, !- Vertex 16 Z-coordinate {m}
, !- Vertex 17 X-coordinate {m}
, !- Vertex 17 Y-coordinate {m}
, !- Vertex 17 Z-coordinate {m}
, !- Vertex 18 X-coordinate {m}
, !- Vertex 18 Y-coordinate {m}
, !- Vertex 18 Z-coordinate {m}
, !- Vertex 19 X-coordinate {m}
, !- Vertex 19 Y-coordinate {m}
, !- Vertex 19 Z-coordinate {m}
, !- Vertex 20 X-coordinate {m}
, !- Vertex 20 Y-coordinate {m}
; !- Vertex 20 Z-coordinate {m}
BuildingSurface:Detailed,
L1-110-ProducePrep_Srf_5,!- Name
Wall, !- Surface Type
Hole, !- Construction Name
L1-110-ProducePrep Thermal Zone, !- Zone Name
Surface, !- Outside Boundary Condition
L1-104-ProduceCoolers3_Srf_4, !- Outside Boundary Condition Object
NoSun, !- Sun Exposure
NoWind, !- Wind Exposure
, !- View Factor to Ground
4, !- Number of Vertices
44.444, !- Vertex 1 X-coordinate {m}
40.718, !- Vertex 1 Y-coordinate {m}
2.134, !- Vertex 1 Z-coordinate {m}
44.444, !- Vertex 2 X-coordinate {m}
40.718, !- Vertex 2 Y-coordinate {m}
0, !- Vertex 2 Z-coordinate {m}
44.444, !- Vertex 3 X-coordinate {m}
41.575, !- Vertex 3 Y-coordinate {m}
0, !- Vertex 3 Z-coordinate {m}
44.444, !- Vertex 4 X-coordinate {m}
41.575, !- Vertex 4 Y-coordinate {m}
2.134, !- Vertex 4 Z-coordinate {m}
, !- Vertex 5 X-coordinate {m}
, !- Vertex 5 Y-coordinate {m}
, !- Vertex 5 Z-coordinate {m}
, !- Vertex 6 X-coordinate {m}
, !- Vertex 6 Y-coordinate {m}
, !- Vertex 6 Z-coordinate {m}
, !- Vertex 7 X-coordinate {m}
, !- Vertex 7 Y-coordinate {m}
, !- Vertex 7 Z-coordinate {m}
, !- Vertex 8 X-coordinate {m}
, !- Vertex 8 Y-coordinate {m}
, !- Vertex 8 Z-coordinate {m}
, !- Vertex 9 X-coordinate {m}
, !- Vertex 9 Y-coordinate {m}
, !- Vertex 9 Z-coordinate {m}
, !- Vertex 10 X-coordinate {m}
, !- Vertex 10 Y-coordinate {m}
, !- Vertex 10 Z-coordinate {m}
, !- Vertex 11 X-coordinate {m}
, !- Vertex 11 Y-coordinate {m}
, !- Vertex 11 Z-coordinate {m}
, !- Vertex 12 X-coordinate {m}
, !- Vertex 12 Y-coordinate {m}
, !- Vertex 12 Z-coordinate {m}
, !- Vertex 13 X-coordinate {m}
, !- Vertex 13 Y-coordinate {m}
, !- Vertex 13 Z-coordinate {m}
, !- Vertex 14 X-coordinate {m}
, !- Vertex 14 Y-coordinate {m}
, !- Vertex 14 Z-coordinate {m}
, !- Vertex 15 X-coordinate {m}
, !- Vertex 15 Y-coordinate {m}
, !- Vertex 15 Z-coordinate {m}
, !- Vertex 16 X-coordinate {m}
, !- Vertex 16 Y-coordinate {m}
, !- Vertex 16 Z-coordinate {m}
, !- Vertex 17 X-coordinate {m}
, !- Vertex 17 Y-coordinate {m}
, !- Vertex 17 Z-coordinate {m}
, !- Vertex 18 X-coordinate {m}
, !- Vertex 18 Y-coordinate {m}
, !- Vertex 18 Z-coordinate {m}
, !- Vertex 19 X-coordinate {m}
, !- Vertex 19 Y-coordinate {m}
, !- Vertex 19 Z-coordinate {m}
, !- Vertex 20 X-coordinate {m}
, !- Vertex 20 Y-coordinate {m}
; !- Vertex 20 Z-coordinate {m}
BuildingSurface:Detailed,
L1-110-ProducePrep_Srf_6,!- Name
Wall, !- Surface Type
Hole, !- Construction Name
L1-110-ProducePrep Thermal Zone, !- Zone Name
Surface, !- Outside Boundary Condition
L1-104-ProduceCirculation_Srf_4, !- Outside Boundary Condition Object
NoSun, !- Sun Exposure
NoWind, !- Wind Exposure
, !- View Factor to Ground
4, !- Number of Vertices
44.444, !- Vertex 1 X-coordinate {m}
41.575, !- Vertex 1 Y-coordinate {m}
2.134, !- Vertex 1 Z-coordinate {m}
44.444, !- Vertex 2 X-coordinate {m}
41.575, !- Vertex 2 Y-coordinate {m}
0, !- Vertex 2 Z-coordinate {m}
43.312, !- Vertex 3 X-coordinate {m}
41.575, !- Vertex 3 Y-coordinate {m}
0, !- Vertex 3 Z-coordinate {m}
43.312, !- Vertex 4 X-coordinate {m}
41.575, !- Vertex 4 Y-coordinate {m}
2.134, !- Vertex 4 Z-coordinate {m}
, !- Vertex 5 X-coordinate {m}
, !- Vertex 5 Y-coordinate {m}
, !- Vertex 5 Z-coordinate {m}
, !- Vertex 6 X-coordinate {m}
, !- Vertex 6 Y-coordinate {m}
, !- Vertex 6 Z-coordinate {m}
, !- Vertex 7 X-coordinate {m}
, !- Vertex 7 Y-coordinate {m}
, !- Vertex 7 Z-coordinate {m}
, !- Vertex 8 X-coordinate {m}
, !- Vertex 8 Y-coordinate {m}
, !- Vertex 8 Z-coordinate {m}
, !- Vertex 9 X-coordinate {m}
, !- Vertex 9 Y-coordinate {m}
, !- Vertex 9 Z-coordinate {m}
, !- Vertex 10 X-coordinate {m}
, !- Vertex 10 Y-coordinate {m}
, !- Vertex 10 Z-coordinate {m}
, !- Vertex 11 X-coordinate {m}
, !- Vertex 11 Y-coordinate {m}
, !- Vertex 11 Z-coordinate {m}
, !- Vertex 12 X-coordinate {m}
, !- Vertex 12 Y-coordinate {m}
, !- Vertex 12 Z-coordinate {m}
, !- Vertex 13 X-coordinate {m}
, !- Vertex 13 Y-coordinate {m}
, !- Vertex 13 Z-coordinate {m}
, !- Vertex 14 X-coordinate {m}
, !- Vertex 14 Y-coordinate {m}
, !- Vertex 14 Z-coordinate {m}
, !- Vertex 15 X-coordinate {m}
, !- Vertex 15 Y-coordinate {m}
, !- Vertex 15 Z-coordinate {m}
, !- Vertex 16 X-coordinate {m}
, !- Vertex 16 Y-coordinate {m}
, !- Vertex 16 Z-coordinate {m}
, !- Vertex 17 X-coordinate {m}
, !- Vertex 17 Y-coordinate {m}
, !- Vertex 17 Z-coordinate {m}
, !- Vertex 18 X-coordinate {m}
, !- Vertex 18 Y-coordinate {m}
, !- Vertex 18 Z-coordinate {m}
, !- Vertex 19 X-coordinate {m}
, !- Vertex 19 Y-coordinate {m}
, !- Vertex 19 Z-coordinate {m}
, !- Vertex 20 X-coordinate {m}
, !- Vertex 20 Y-coordinate {m}
; !- Vertex 20 Z-coordinate {m}
BuildingSurface:Detailed,
L1-110-ProducePrep_Srf_7,!- Name
Wall, !- Surface Type
Hole, !- Construction Name
L1-110-ProducePrep Thermal Zone, !- Zone Name
Surface, !- Outside Boundary Condition
L1-104-ProduceCirculation_Srf_3, !- Outside Boundary Condition Object
NoSun, !- Sun Exposure
NoWind, !- Wind Exposure
, !- View Factor to Ground
4, !- Number of Vertices
43.312, !- Vertex 1 X-coordinate {m}
41.575, !- Vertex 1 Y-coordinate {m}
2.134, !- Vertex 1 Z-coordinate {m}
43.312, !- Vertex 2 X-coordinate {m}
41.575, !- Vertex 2 Y-coordinate {m}
0, !- Vertex 2 Z-coordinate {m}
43.312, !- Vertex 3 X-coordinate {m}
43.769, !- Vertex 3 Y-coordinate {m}
0, !- Vertex 3 Z-coordinate {m}
43.312, !- Vertex 4 X-coordinate {m}
43.769, !- Vertex 4 Y-coordinate {m}
2.134, !- Vertex 4 Z-coordinate {m}
, !- Vertex 5 X-coordinate {m}
, !- Vertex 5 Y-coordinate {m}
, !- Vertex 5 Z-coordinate {m}
, !- Vertex 6 X-coordinate {m}
, !- Vertex 6 Y-coordinate {m}
, !- Vertex 6 Z-coordinate {m}
, !- Vertex 7 X-coordinate {m}
, !- Vertex 7 Y-coordinate {m}
, !- Vertex 7 Z-coordinate {m}
, !- Vertex 8 X-coordinate {m}
, !- Vertex 8 Y-coordinate {m}
, !- Vertex 8 Z-coordinate {m}
, !- Vertex 9 X-coordinate {m}
, !- Vertex 9 Y-coordinate {m}
, !- Vertex 9 Z-coordinate {m}
, !- Vertex 10 X-coordinate {m}
, !- Vertex 10 Y-coordinate {m}
, !- Vertex 10 Z-coordinate {m}
, !- Vertex 11 X-coordinate {m}
, !- Vertex 11 Y-coordinate {m}
, !- Vertex 11 Z-coordinate {m}
, !- Vertex 12 X-coordinate {m}
, !- Vertex 12 Y-coordinate {m}
, !- Vertex 12 Z-coordinate {m}
, !- Vertex 13 X-coordinate {m}
, !- Vertex 13 Y-coordinate {m}
, !- Vertex 13 Z-coordinate {m}
, !- Vertex 14 X-coordinate {m}
, !- Vertex 14 Y-coordinate {m}
, !- Vertex 14 Z-coordinate {m}
, !- Vertex 15 X-coordinate {m}
, !- Vertex 15 Y-coordinate {m}
, !- Vertex 15 Z-coordinate {m}
, !- Vertex 16 X-coordinate {m}
, !- Vertex 16 Y-coordinate {m}
, !- Vertex 16 Z-coordinate {m}
, !- Vertex 17 X-coordinate {m}
, !- Vertex 17 Y-coordinate {m}
, !- Vertex 17 Z-coordinate {m}
, !- Vertex 18 X-coordinate {m}
, !- Vertex 18 Y-coordinate {m}
, !- Vertex 18 Z-coordinate {m}
, !- Vertex 19 X-coordinate {m}
, !- Vertex 19 Y-coordinate {m}
, !- Vertex 19 Z-coordinate {m}
, !- Vertex 20 X-coordinate {m}
, !- Vertex 20 Y-coordinate {m}
; !- Vertex 20 Z-coordinate {m}
BuildingSurface:Detailed,
L1-110-ProducePrep_Srf_8,!- Name
Wall, !- Surface Type
Hole, !- Construction Name
L1-110-ProducePrep Thermal Zone, !- Zone Name
Surface, !- Outside Boundary Condition
L1-101-SalesRefrigerationReachInDairy1_Srf_1, !- Outside Boundary Condition Object
NoSun, !- Sun Exposure
NoWind, !- Wind Exposure
, !- View Factor to Ground
4, !- Number of Vertices
43.312, !- Vertex 1 X-coordinate {m}
43.769, !- Vertex 1 Y-coordinate {m}
2.134, !- Vertex 1 Z-coordinate {m}
43.312, !- Vertex 2 X-coordinate {m}
43.769, !- Vertex 2 Y-coordinate {m}
0, !- Vertex 2 Z-coordinate {m}
43.312, !- Vertex 3 X-coordinate {m}
50.963, !- Vertex 3 Y-coordinate {m}
0, !- Vertex 3 Z-coordinate {m}
43.312, !- Vertex 4 X-coordinate {m}
50.963, !- Vertex 4 Y-coordinate {m}
2.134, !- Vertex 4 Z-coordinate {m}
, !- Vertex 5 X-coordinate {m}
, !- Vertex 5 Y-coordinate {m}
, !- Vertex 5 Z-coordinate {m}
, !- Vertex 6 X-coordinate {m}
, !- Vertex 6 Y-coordinate {m}
, !- Vertex 6 Z-coordinate {m}
, !- Vertex 7 X-coordinate {m}
, !- Vertex 7 Y-coordinate {m}
, !- Vertex 7 Z-coordinate {m}
, !- Vertex 8 X-coordinate {m}
, !- Vertex 8 Y-coordinate {m}
, !- Vertex 8 Z-coordinate {m}
, !- Vertex 9 X-coordinate {m}
, !- Vertex 9 Y-coordinate {m}
, !- Vertex 9 Z-coordinate {m}
, !- Vertex 10 X-coordinate {m}
, !- Vertex 10 Y-coordinate {m}
, !- Vertex 10 Z-coordinate {m}
, !- Vertex 11 X-coordinate {m}
, !- Vertex 11 Y-coordinate {m}
, !- Vertex 11 Z-coordinate {m}
, !- Vertex 12 X-coordinate {m}
, !- Vertex 12 Y-coordinate {m}
, !- Vertex 12 Z-coordinate {m}
, !- Vertex 13 X-coordinate {m}
, !- Vertex 13 Y-coordinate {m}
, !- Vertex 13 Z-coordinate {m}
, !- Vertex 14 X-coordinate {m}
, !- Vertex 14 Y-coordinate {m}
, !- Vertex 14 Z-coordinate {m}
, !- Vertex 15 X-coordinate {m}
, !- Vertex 15 Y-coordinate {m}
, !- Vertex 15 Z-coordinate {m}
, !- Vertex 16 X-coordinate {m}
, !- Vertex 16 Y-coordinate {m}
, !- Vertex 16 Z-coordinate {m}
, !- Vertex 17 X-coordinate {m}
, !- Vertex 17 Y-coordinate {m}
, !- Vertex 17 Z-coordinate {m}
, !- Vertex 18 X-coordinate {m}
, !- Vertex 18 Y-coordinate {m}
, !- Vertex 18 Z-coordinate {m}
, !- Vertex 19 X-coordinate {m}
, !- Vertex 19 Y-coordinate {m}
, !- Vertex 19 Z-coordinate {m}
, !- Vertex 20 X-coordinate {m}
, !- Vertex 20 Y-coordinate {m}
; !- Vertex 20 Z-coordinate {m}
BuildingSurface:Detailed,
L1-110-ProducePrep_Srf_9,!- Name
Wall, !- Surface Type
Hole, !- Construction Name
L1-110-ProducePrep Thermal Zone, !- Zone Name
Surface, !- Outside Boundary Condition
L1-112-DairyCooler_Srf_4,!- Outside Boundary Condition Object
NoSun, !- Sun Exposure
NoWind, !- Wind Exposure
, !- View Factor to Ground
4, !- Number of Vertices
43.312, !- Vertex 1 X-coordinate {m}
50.963, !- Vertex 1 Y-coordinate {m}
2.134, !- Vertex 1 Z-coordinate {m}
43.312, !- Vertex 2 X-coordinate {m}
50.963, !- Vertex 2 Y-coordinate {m}
0, !- Vertex 2 Z-coordinate {m}
41.118, !- Vertex 3 X-coordinate {m}
50.963, !- Vertex 3 Y-coordinate {m}
0, !- Vertex 3 Z-coordinate {m}
41.118, !- Vertex 4 X-coordinate {m}
50.963, !- Vertex 4 Y-coordinate {m}
2.134, !- Vertex 4 Z-coordinate {m}
, !- Vertex 5 X-coordinate {m}
, !- Vertex 5 Y-coordinate {m}
, !- Vertex 5 Z-coordinate {m}
, !- Vertex 6 X-coordinate {m}
, !- Vertex 6 Y-coordinate {m}
, !- Vertex 6 Z-coordinate {m}
, !- Vertex 7 X-coordinate {m}
, !- Vertex 7 Y-coordinate {m}
, !- Vertex 7 Z-coordinate {m}
, !- Vertex 8 X-coordinate {m}
, !- Vertex 8 Y-coordinate {m}
, !- Vertex 8 Z-coordinate {m}
, !- Vertex 9 X-coordinate {m}
, !- Vertex 9 Y-coordinate {m}
, !- Vertex 9 Z-coordinate {m}
, !- Vertex 10 X-coordinate {m}
, !- Vertex 10 Y-coordinate {m}
, !- Vertex 10 Z-coordinate {m}
, !- Vertex 11 X-coordinate {m}
, !- Vertex 11 Y-coordinate {m}
, !- Vertex 11 Z-coordinate {m}
, !- Vertex 12 X-coordinate {m}
, !- Vertex 12 Y-coordinate {m}
, !- Vertex 12 Z-coordinate {m}
, !- Vertex 13 X-coordinate {m}
, !- Vertex 13 Y-coordinate {m}
, !- Vertex 13 Z-coordinate {m}
, !- Vertex 14 X-coordinate {m}
, !- Vertex 14 Y-coordinate {m}
, !- Vertex 14 Z-coordinate {m}
, !- Vertex 15 X-coordinate {m}
, !- Vertex 15 Y-coordinate {m}
, !- Vertex 15 Z-coordinate {m}
, !- Vertex 16 X-coordinate {m}
, !- Vertex 16 Y-coordinate {m}
, !- Vertex 16 Z-coordinate {m}
, !- Vertex 17 X-coordinate {m}
, !- Vertex 17 Y-coordinate {m}
, !- Vertex 17 Z-coordinate {m}
, !- Vertex 18 X-coordinate {m}
, !- Vertex 18 Y-coordinate {m}
, !- Vertex 18 Z-coordinate {m}
, !- Vertex 19 X-coordinate {m}
, !- Vertex 19 Y-coordinate {m}
, !- Vertex 19 Z-coordinate {m}
, !- Vertex 20 X-coordinate {m}
, !- Vertex 20 Y-coordinate {m}
; !- Vertex 20 Z-coordinate {m}
BuildingSurface:Detailed,
L1-111-GroceryFreezer_Srf_0, !- Name
Wall, !- Surface Type
Hole, !- Construction Name
L1-111-GroceryFreezer Thermal Zone, !- Zone Name
Surface, !- Outside Boundary Condition
L1-110-ProducePrep_Srf_1,!- Outside Boundary Condition Object
NoSun, !- Sun Exposure
NoWind, !- Wind Exposure
, !- View Factor to Ground
4, !- Number of Vertices
38.222, !- Vertex 1 X-coordinate {m}
50.963, !- Vertex 1 Y-coordinate {m}
2.134, !- Vertex 1 Z-coordinate {m}
38.222, !- Vertex 2 X-coordinate {m}
50.963, !- Vertex 2 Y-coordinate {m}
0, !- Vertex 2 Z-coordinate {m}
39.746, !- Vertex 3 X-coordinate {m}
50.963, !- Vertex 3 Y-coordinate {m}
0, !- Vertex 3 Z-coordinate {m}
39.746, !- Vertex 4 X-coordinate {m}
50.963, !- Vertex 4 Y-coordinate {m}
2.134, !- Vertex 4 Z-coordinate {m}
, !- Vertex 5 X-coordinate {m}
, !- Vertex 5 Y-coordinate {m}
, !- Vertex 5 Z-coordinate {m}
, !- Vertex 6 X-coordinate {m}
, !- Vertex 6 Y-coordinate {m}
, !- Vertex 6 Z-coordinate {m}
, !- Vertex 7 X-coordinate {m}
, !- Vertex 7 Y-coordinate {m}
, !- Vertex 7 Z-coordinate {m}
, !- Vertex 8 X-coordinate {m}
, !- Vertex 8 Y-coordinate {m}
, !- Vertex 8 Z-coordinate {m}
, !- Vertex 9 X-coordinate {m}
, !- Vertex 9 Y-coordinate {m}
, !- Vertex 9 Z-coordinate {m}
, !- Vertex 10 X-coordinate {m}
, !- Vertex 10 Y-coordinate {m}
, !- Vertex 10 Z-coordinate {m}
, !- Vertex 11 X-coordinate {m}
, !- Vertex 11 Y-coordinate {m}
, !- Vertex 11 Z-coordinate {m}
, !- Vertex 12 X-coordinate {m}
, !- Vertex 12 Y-coordinate {m}
, !- Vertex 12 Z-coordinate {m}
, !- Vertex 13 X-coordinate {m}
, !- Vertex 13 Y-coordinate {m}
, !- Vertex 13 Z-coordinate {m}
, !- Vertex 14 X-coordinate {m}
, !- Vertex 14 Y-coordinate {m}
, !- Vertex 14 Z-coordinate {m}
, !- Vertex 15 X-coordinate {m}
, !- Vertex 15 Y-coordinate {m}
, !- Vertex 15 Z-coordinate {m}
, !- Vertex 16 X-coordinate {m}
, !- Vertex 16 Y-coordinate {m}
, !- Vertex 16 Z-coordinate {m}
, !- Vertex 17 X-coordinate {m}
, !- Vertex 17 Y-coordinate {m}
, !- Vertex 17 Z-coordinate {m}
, !- Vertex 18 X-coordinate {m}
, !- Vertex 18 Y-coordinate {m}
, !- Vertex 18 Z-coordinate {m}
, !- Vertex 19 X-coordinate {m}
, !- Vertex 19 Y-coordinate {m}
, !- Vertex 19 Z-coordinate {m}
, !- Vertex 20 X-coordinate {m}
, !- Vertex 20 Y-coordinate {m}
; !- Vertex 20 Z-coordinate {m}
BuildingSurface:Detailed,
L1-111-GroceryFreezer_Srf_1, !- Name
Wall, !- Surface Type
Hole, !- Construction Name
L1-111-GroceryFreezer Thermal Zone, !- Zone Name
Surface, !- Outside Boundary Condition
L1-Stairs_Srf_2, !- Outside Boundary Condition Object
NoSun, !- Sun Exposure
NoWind, !- Wind Exposure
, !- View Factor to Ground
4, !- Number of Vertices
39.746, !- Vertex 1 X-coordinate {m}
50.963, !- Vertex 1 Y-coordinate {m}
2.134, !- Vertex 1 Z-coordinate {m}
39.746, !- Vertex 2 X-coordinate {m}
50.963, !- Vertex 2 Y-coordinate {m}
0, !- Vertex 2 Z-coordinate {m}
39.746, !- Vertex 3 X-coordinate {m}
55.077, !- Vertex 3 Y-coordinate {m}
0, !- Vertex 3 Z-coordinate {m}
39.746, !- Vertex 4 X-coordinate {m}
55.077, !- Vertex 4 Y-coordinate {m}
2.134, !- Vertex 4 Z-coordinate {m}
, !- Vertex 5 X-coordinate {m}
, !- Vertex 5 Y-coordinate {m}
, !- Vertex 5 Z-coordinate {m}
, !- Vertex 6 X-coordinate {m}
, !- Vertex 6 Y-coordinate {m}
, !- Vertex 6 Z-coordinate {m}
, !- Vertex 7 X-coordinate {m}
, !- Vertex 7 Y-coordinate {m}
, !- Vertex 7 Z-coordinate {m}
, !- Vertex 8 X-coordinate {m}
, !- Vertex 8 Y-coordinate {m}
, !- Vertex 8 Z-coordinate {m}
, !- Vertex 9 X-coordinate {m}
, !- Vertex 9 Y-coordinate {m}
, !- Vertex 9 Z-coordinate {m}
, !- Vertex 10 X-coordinate {m}
, !- Vertex 10 Y-coordinate {m}
, !- Vertex 10 Z-coordinate {m}
, !- Vertex 11 X-coordinate {m}
, !- Vertex 11 Y-coordinate {m}
, !- Vertex 11 Z-coordinate {m}
, !- Vertex 12 X-coordinate {m}
, !- Vertex 12 Y-coordinate {m}
, !- Vertex 12 Z-coordinate {m}
, !- Vertex 13 X-coordinate {m}
, !- Vertex 13 Y-coordinate {m}
, !- Vertex 13 Z-coordinate {m}
, !- Vertex 14 X-coordinate {m}
, !- Vertex 14 Y-coordinate {m}
, !- Vertex 14 Z-coordinate {m}
, !- Vertex 15 X-coordinate {m}
, !- Vertex 15 Y-coordinate {m}
, !- Vertex 15 Z-coordinate {m}
, !- Vertex 16 X-coordinate {m}
, !- Vertex 16 Y-coordinate {m}
, !- Vertex 16 Z-coordinate {m}
, !- Vertex 17 X-coordinate {m}
, !- Vertex 17 Y-coordinate {m}
, !- Vertex 17 Z-coordinate {m}
, !- Vertex 18 X-coordinate {m}
, !- Vertex 18 Y-coordinate {m}
, !- Vertex 18 Z-coordinate {m}
, !- Vertex 19 X-coordinate {m}
, !- Vertex 19 Y-coordinate {m}
, !- Vertex 19 Z-coordinate {m}
, !- Vertex 20 X-coordinate {m}
, !- Vertex 20 Y-coordinate {m}
; !- Vertex 20 Z-coordinate {m}
BuildingSurface:Detailed,
L1-111-GroceryFreezer_Srf_2, !- Name
Wall, !- Surface Type
Wall_Exterior, !- Construction Name
L1-111-GroceryFreezer Thermal Zone, !- Zone Name
Outdoors, !- Outside Boundary Condition
, !- Outside Boundary Condition Object
SunExposed, !- Sun Exposure
WindExposed, !- Wind Exposure
, !- View Factor to Ground
4, !- Number of Vertices
41.403, !- Vertex 1 X-coordinate {m}
61.783, !- Vertex 1 Y-coordinate {m}
2.134, !- Vertex 1 Z-coordinate {m}
41.403, !- Vertex 2 X-coordinate {m}
61.783, !- Vertex 2 Y-coordinate {m}
0, !- Vertex 2 Z-coordinate {m}
38.222, !- Vertex 3 X-coordinate {m}
61.783, !- Vertex 3 Y-coordinate {m}
0, !- Vertex 3 Z-coordinate {m}
38.222, !- Vertex 4 X-coordinate {m}
61.783, !- Vertex 4 Y-coordinate {m}
2.134, !- Vertex 4 Z-coordinate {m}
, !- Vertex 5 X-coordinate {m}
, !- Vertex 5 Y-coordinate {m}
, !- Vertex 5 Z-coordinate {m}
, !- Vertex 6 X-coordinate {m}
, !- Vertex 6 Y-coordinate {m}
, !- Vertex 6 Z-coordinate {m}
, !- Vertex 7 X-coordinate {m}
, !- Vertex 7 Y-coordinate {m}
, !- Vertex 7 Z-coordinate {m}
, !- Vertex 8 X-coordinate {m}
, !- Vertex 8 Y-coordinate {m}
, !- Vertex 8 Z-coordinate {m}
, !- Vertex 9 X-coordinate {m}
, !- Vertex 9 Y-coordinate {m}
, !- Vertex 9 Z-coordinate {m}
, !- Vertex 10 X-coordinate {m}
, !- Vertex 10 Y-coordinate {m}
, !- Vertex 10 Z-coordinate {m}
, !- Vertex 11 X-coordinate {m}
, !- Vertex 11 Y-coordinate {m}
, !- Vertex 11 Z-coordinate {m}
, !- Vertex 12 X-coordinate {m}
, !- Vertex 12 Y-coordinate {m}
, !- Vertex 12 Z-coordinate {m}
, !- Vertex 13 X-coordinate {m}
, !- Vertex 13 Y-coordinate {m}
, !- Vertex 13 Z-coordinate {m}
, !- Vertex 14 X-coordinate {m}
, !- Vertex 14 Y-coordinate {m}
, !- Vertex 14 Z-coordinate {m}
, !- Vertex 15 X-coordinate {m}
, !- Vertex 15 Y-coordinate {m}
, !- Vertex 15 Z-coordinate {m}
, !- Vertex 16 X-coordinate {m}
, !- Vertex 16 Y-coordinate {m}
, !- Vertex 16 Z-coordinate {m}
, !- Vertex 17 X-coordinate {m}
, !- Vertex 17 Y-coordinate {m}
, !- Vertex 17 Z-coordinate {m}
, !- Vertex 18 X-coordinate {m}
, !- Vertex 18 Y-coordinate {m}
, !- Vertex 18 Z-coordinate {m}
, !- Vertex 19 X-coordinate {m}
, !- Vertex 19 Y-coordinate {m}
, !- Vertex 19 Z-coordinate {m}
, !- Vertex 20 X-coordinate {m}
, !- Vertex 20 Y-coordinate {m}
; !- Vertex 20 Z-coordinate {m}
BuildingSurface:Detailed,
L1-111-GroceryFreezer_Srf_3, !- Name
Wall, !- Surface Type
Hole, !- Construction Name
L1-111-GroceryFreezer Thermal Zone, !- Zone Name
Surface, !- Outside Boundary Condition
L1-112-DairyCooler_Srf_1,!- Outside Boundary Condition Object
NoSun, !- Sun Exposure
NoWind, !- Wind Exposure
, !- View Factor to Ground
4, !- Number of Vertices
41.403, !- Vertex 1 X-coordinate {m}
55.077, !- Vertex 1 Y-coordinate {m}
2.134, !- Vertex 1 Z-coordinate {m}
41.403, !- Vertex 2 X-coordinate {m}
55.077, !- Vertex 2 Y-coordinate {m}
0, !- Vertex 2 Z-coordinate {m}
41.403, !- Vertex 3 X-coordinate {m}
61.783, !- Vertex 3 Y-coordinate {m}
0, !- Vertex 3 Z-coordinate {m}
41.403, !- Vertex 4 X-coordinate {m}
61.783, !- Vertex 4 Y-coordinate {m}
2.134, !- Vertex 4 Z-coordinate {m}
, !- Vertex 5 X-coordinate {m}
, !- Vertex 5 Y-coordinate {m}
, !- Vertex 5 Z-coordinate {m}
, !- Vertex 6 X-coordinate {m}
, !- Vertex 6 Y-coordinate {m}
, !- Vertex 6 Z-coordinate {m}
, !- Vertex 7 X-coordinate {m}
, !- Vertex 7 Y-coordinate {m}
, !- Vertex 7 Z-coordinate {m}
, !- Vertex 8 X-coordinate {m}
, !- Vertex 8 Y-coordinate {m}
, !- Vertex 8 Z-coordinate {m}
, !- Vertex 9 X-coordinate {m}
, !- Vertex 9 Y-coordinate {m}
, !- Vertex 9 Z-coordinate {m}
, !- Vertex 10 X-coordinate {m}
, !- Vertex 10 Y-coordinate {m}
, !- Vertex 10 Z-coordinate {m}
, !- Vertex 11 X-coordinate {m}
, !- Vertex 11 Y-coordinate {m}
, !- Vertex 11 Z-coordinate {m}
, !- Vertex 12 X-coordinate {m}
, !- Vertex 12 Y-coordinate {m}
, !- Vertex 12 Z-coordinate {m}
, !- Vertex 13 X-coordinate {m}
, !- Vertex 13 Y-coordinate {m}
, !- Vertex 13 Z-coordinate {m}
, !- Vertex 14 X-coordinate {m}
, !- Vertex 14 Y-coordinate {m}
, !- Vertex 14 Z-coordinate {m}
, !- Vertex 15 X-coordinate {m}
, !- Vertex 15 Y-coordinate {m}
, !- Vertex 15 Z-coordinate {m}
, !- Vertex 16 X-coordinate {m}
, !- Vertex 16 Y-coordinate {m}
, !- Vertex 16 Z-coordinate {m}
, !- Vertex 17 X-coordinate {m}
, !- Vertex 17 Y-coordinate {m}
, !- Vertex 17 Z-coordinate {m}
, !- Vertex 18 X-coordinate {m}
, !- Vertex 18 Y-coordinate {m}
, !- Vertex 18 Z-coordinate {m}
, !- Vertex 19 X-coordinate {m}
, !- Vertex 19 Y-coordinate {m}
, !- Vertex 19 Z-coordinate {m}
, !- Vertex 20 X-coordinate {m}
, !- Vertex 20 Y-coordinate {m}
; !- Vertex 20 Z-coordinate {m}
BuildingSurface:Detailed,
L1-111-GroceryFreezer_Srf_4, !- Name
Floor, !- Surface Type
Hole, !- Construction Name
L1-111-GroceryFreezer Thermal Zone, !- Zone Name
ground, !- Outside Boundary Condition
, !- Outside Boundary Condition Object
NoSun, !- Sun Exposure
NoWind, !- Wind Exposure
, !- View Factor to Ground
6, !- Number of Vertices
41.403, !- Vertex 1 X-coordinate {m}
61.783, !- Vertex 1 Y-coordinate {m}
0, !- Vertex 1 Z-coordinate {m}
41.403, !- Vertex 2 X-coordinate {m}
55.077, !- Vertex 2 Y-coordinate {m}
0, !- Vertex 2 Z-coordinate {m}
39.746, !- Vertex 3 X-coordinate {m}
55.077, !- Vertex 3 Y-coordinate {m}
0, !- Vertex 3 Z-coordinate {m}
39.746, !- Vertex 4 X-coordinate {m}
50.963, !- Vertex 4 Y-coordinate {m}
0, !- Vertex 4 Z-coordinate {m}
38.222, !- Vertex 5 X-coordinate {m}
50.963, !- Vertex 5 Y-coordinate {m}
0, !- Vertex 5 Z-coordinate {m}
38.222, !- Vertex 6 X-coordinate {m}
61.783, !- Vertex 6 Y-coordinate {m}
0, !- Vertex 6 Z-coordinate {m}
, !- Vertex 7 X-coordinate {m}
, !- Vertex 7 Y-coordinate {m}
, !- Vertex 7 Z-coordinate {m}
, !- Vertex 8 X-coordinate {m}
, !- Vertex 8 Y-coordinate {m}
, !- Vertex 8 Z-coordinate {m}
, !- Vertex 9 X-coordinate {m}
, !- Vertex 9 Y-coordinate {m}
, !- Vertex 9 Z-coordinate {m}
, !- Vertex 10 X-coordinate {m}
, !- Vertex 10 Y-coordinate {m}
, !- Vertex 10 Z-coordinate {m}
, !- Vertex 11 X-coordinate {m}
, !- Vertex 11 Y-coordinate {m}
, !- Vertex 11 Z-coordinate {m}
, !- Vertex 12 X-coordinate {m}
, !- Vertex 12 Y-coordinate {m}
, !- Vertex 12 Z-coordinate {m}
, !- Vertex 13 X-coordinate {m}
, !- Vertex 13 Y-coordinate {m}
, !- Vertex 13 Z-coordinate {m}
, !- Vertex 14 X-coordinate {m}
, !- Vertex 14 Y-coordinate {m}
, !- Vertex 14 Z-coordinate {m}
, !- Vertex 15 X-coordinate {m}
, !- Vertex 15 Y-coordinate {m}
, !- Vertex 15 Z-coordinate {m}
, !- Vertex 16 X-coordinate {m}
, !- Vertex 16 Y-coordinate {m}
, !- Vertex 16 Z-coordinate {m}
, !- Vertex 17 X-coordinate {m}
, !- Vertex 17 Y-coordinate {m}
, !- Vertex 17 Z-coordinate {m}
, !- Vertex 18 X-coordinate {m}
, !- Vertex 18 Y-coordinate {m}
, !- Vertex 18 Z-coordinate {m}
, !- Vertex 19 X-coordinate {m}
, !- Vertex 19 Y-coordinate {m}
, !- Vertex 19 Z-coordinate {m}
, !- Vertex 20 X-coordinate {m}
, !- Vertex 20 Y-coordinate {m}
; !- Vertex 20 Z-coordinate {m}
BuildingSurface:Detailed,
L1-111-GroceryFreezer_Srf_5, !- Name
Wall, !- Surface Type
Wall_Exterior, !- Construction Name
L1-111-GroceryFreezer Thermal Zone, !- Zone Name
Outdoors, !- Outside Boundary Condition
, !- Outside Boundary Condition Object
SunExposed, !- Sun Exposure
WindExposed, !- Wind Exposure
, !- View Factor to Ground
4, !- Number of Vertices
38.222, !- Vertex 1 X-coordinate {m}
61.783, !- Vertex 1 Y-coordinate {m}
2.134, !- Vertex 1 Z-coordinate {m}
38.222, !- Vertex 2 X-coordinate {m}
61.783, !- Vertex 2 Y-coordinate {m}
0, !- Vertex 2 Z-coordinate {m}
38.222, !- Vertex 3 X-coordinate {m}
50.963, !- Vertex 3 Y-coordinate {m}
0, !- Vertex 3 Z-coordinate {m}
38.222, !- Vertex 4 X-coordinate {m}
50.963, !- Vertex 4 Y-coordinate {m}
2.134, !- Vertex 4 Z-coordinate {m}
, !- Vertex 5 X-coordinate {m}
, !- Vertex 5 Y-coordinate {m}
, !- Vertex 5 Z-coordinate {m}
, !- Vertex 6 X-coordinate {m}
, !- Vertex 6 Y-coordinate {m}
, !- Vertex 6 Z-coordinate {m}
, !- Vertex 7 X-coordinate {m}
, !- Vertex 7 Y-coordinate {m}
, !- Vertex 7 Z-coordinate {m}
, !- Vertex 8 X-coordinate {m}
, !- Vertex 8 Y-coordinate {m}
, !- Vertex 8 Z-coordinate {m}
, !- Vertex 9 X-coordinate {m}
, !- Vertex 9 Y-coordinate {m}
, !- Vertex 9 Z-coordinate {m}
, !- Vertex 10 X-coordinate {m}
, !- Vertex 10 Y-coordinate {m}
, !- Vertex 10 Z-coordinate {m}
, !- Vertex 11 X-coordinate {m}
, !- Vertex 11 Y-coordinate {m}
, !- Vertex 11 Z-coordinate {m}
, !- Vertex 12 X-coordinate {m}
, !- Vertex 12 Y-coordinate {m}
, !- Vertex 12 Z-coordinate {m}
, !- Vertex 13 X-coordinate {m}
, !- Vertex 13 Y-coordinate {m}
, !- Vertex 13 Z-coordinate {m}
, !- Vertex 14 X-coordinate {m}
, !- Vertex 14 Y-coordinate {m}
, !- Vertex 14 Z-coordinate {m}
, !- Vertex 15 X-coordinate {m}
, !- Vertex 15 Y-coordinate {m}
, !- Vertex 15 Z-coordinate {m}
, !- Vertex 16 X-coordinate {m}
, !- Vertex 16 Y-coordinate {m}
, !- Vertex 16 Z-coordinate {m}
, !- Vertex 17 X-coordinate {m}
, !- Vertex 17 Y-coordinate {m}
, !- Vertex 17 Z-coordinate {m}
, !- Vertex 18 X-coordinate {m}
, !- Vertex 18 Y-coordinate {m}
, !- Vertex 18 Z-coordinate {m}
, !- Vertex 19 X-coordinate {m}
, !- Vertex 19 Y-coordinate {m}
, !- Vertex 19 Z-coordinate {m}
, !- Vertex 20 X-coordinate {m}
, !- Vertex 20 Y-coordinate {m}
; !- Vertex 20 Z-coordinate {m}
BuildingSurface:Detailed,
L1-111-GroceryFreezer_Srf_6, !- Name
Roof, !- Surface Type
Roof_BOH, !- Construction Name
L1-111-GroceryFreezer Thermal Zone, !- Zone Name
Outdoors, !- Outside Boundary Condition
, !- Outside Boundary Condition Object
SunExposed, !- Sun Exposure
WindExposed, !- Wind Exposure
, !- View Factor to Ground
6, !- Number of Vertices
38.222, !- Vertex 1 X-coordinate {m}
61.783, !- Vertex 1 Y-coordinate {m}
2.134, !- Vertex 1 Z-coordinate {m}
38.222, !- Vertex 2 X-coordinate {m}
50.963, !- Vertex 2 Y-coordinate {m}
2.134, !- Vertex 2 Z-coordinate {m}
39.746, !- Vertex 3 X-coordinate {m}
50.963, !- Vertex 3 Y-coordinate {m}
2.134, !- Vertex 3 Z-coordinate {m}
39.746, !- Vertex 4 X-coordinate {m}
55.077, !- Vertex 4 Y-coordinate {m}
2.134, !- Vertex 4 Z-coordinate {m}
41.403, !- Vertex 5 X-coordinate {m}
55.077, !- Vertex 5 Y-coordinate {m}
2.134, !- Vertex 5 Z-coordinate {m}
41.403, !- Vertex 6 X-coordinate {m}
61.783, !- Vertex 6 Y-coordinate {m}
2.134, !- Vertex 6 Z-coordinate {m}
, !- Vertex 7 X-coordinate {m}
, !- Vertex 7 Y-coordinate {m}
, !- Vertex 7 Z-coordinate {m}
, !- Vertex 8 X-coordinate {m}
, !- Vertex 8 Y-coordinate {m}
, !- Vertex 8 Z-coordinate {m}
, !- Vertex 9 X-coordinate {m}
, !- Vertex 9 Y-coordinate {m}
, !- Vertex 9 Z-coordinate {m}
, !- Vertex 10 X-coordinate {m}
, !- Vertex 10 Y-coordinate {m}
, !- Vertex 10 Z-coordinate {m}
, !- Vertex 11 X-coordinate {m}
, !- Vertex 11 Y-coordinate {m}
, !- Vertex 11 Z-coordinate {m}
, !- Vertex 12 X-coordinate {m}
, !- Vertex 12 Y-coordinate {m}
, !- Vertex 12 Z-coordinate {m}
, !- Vertex 13 X-coordinate {m}
, !- Vertex 13 Y-coordinate {m}
, !- Vertex 13 Z-coordinate {m}
, !- Vertex 14 X-coordinate {m}
, !- Vertex 14 Y-coordinate {m}
, !- Vertex 14 Z-coordinate {m}
, !- Vertex 15 X-coordinate {m}
, !- Vertex 15 Y-coordinate {m}
, !- Vertex 15 Z-coordinate {m}
, !- Vertex 16 X-coordinate {m}
, !- Vertex 16 Y-coordinate {m}
, !- Vertex 16 Z-coordinate {m}
, !- Vertex 17 X-coordinate {m}
, !- Vertex 17 Y-coordinate {m}
, !- Vertex 17 Z-coordinate {m}
, !- Vertex 18 X-coordinate {m}
, !- Vertex 18 Y-coordinate {m}
, !- Vertex 18 Z-coordinate {m}
, !- Vertex 19 X-coordinate {m}
, !- Vertex 19 Y-coordinate {m}
, !- Vertex 19 Z-coordinate {m}
, !- Vertex 20 X-coordinate {m}
, !- Vertex 20 Y-coordinate {m}
; !- Vertex 20 Z-coordinate {m}
BuildingSurface:Detailed,
L1-111-GroceryFreezer_Srf_7, !- Name
Wall, !- Surface Type
Wall_Exterior, !- Construction Name
L1-111-GroceryFreezer Thermal Zone, !- Zone Name
Outdoors, !- Outside Boundary Condition
, !- Outside Boundary Condition Object
SunExposed, !- Sun Exposure
WindExposed, !- Wind Exposure
, !- View Factor to Ground
4, !- Number of Vertices
39.746, !- Vertex 1 X-coordinate {m}
55.077, !- Vertex 1 Y-coordinate {m}
2.134, !- Vertex 1 Z-coordinate {m}
39.746, !- Vertex 2 X-coordinate {m}
55.077, !- Vertex 2 Y-coordinate {m}
0, !- Vertex 2 Z-coordinate {m}
41.403, !- Vertex 3 X-coordinate {m}
55.077, !- Vertex 3 Y-coordinate {m}
0, !- Vertex 3 Z-coordinate {m}
41.403, !- Vertex 4 X-coordinate {m}
55.077, !- Vertex 4 Y-coordinate {m}
2.134, !- Vertex 4 Z-coordinate {m}
, !- Vertex 5 X-coordinate {m}
, !- Vertex 5 Y-coordinate {m}
, !- Vertex 5 Z-coordinate {m}
, !- Vertex 6 X-coordinate {m}
, !- Vertex 6 Y-coordinate {m}
, !- Vertex 6 Z-coordinate {m}
, !- Vertex 7 X-coordinate {m}
, !- Vertex 7 Y-coordinate {m}
, !- Vertex 7 Z-coordinate {m}
, !- Vertex 8 X-coordinate {m}
, !- Vertex 8 Y-coordinate {m}
, !- Vertex 8 Z-coordinate {m}
, !- Vertex 9 X-coordinate {m}
, !- Vertex 9 Y-coordinate {m}
, !- Vertex 9 Z-coordinate {m}
, !- Vertex 10 X-coordinate {m}
, !- Vertex 10 Y-coordinate {m}
, !- Vertex 10 Z-coordinate {m}
, !- Vertex 11 X-coordinate {m}
, !- Vertex 11 Y-coordinate {m}
, !- Vertex 11 Z-coordinate {m}
, !- Vertex 12 X-coordinate {m}
, !- Vertex 12 Y-coordinate {m}
, !- Vertex 12 Z-coordinate {m}
, !- Vertex 13 X-coordinate {m}
, !- Vertex 13 Y-coordinate {m}
, !- Vertex 13 Z-coordinate {m}
, !- Vertex 14 X-coordinate {m}
, !- Vertex 14 Y-coordinate {m}
, !- Vertex 14 Z-coordinate {m}
, !- Vertex 15 X-coordinate {m}
, !- Vertex 15 Y-coordinate {m}
, !- Vertex 15 Z-coordinate {m}
, !- Vertex 16 X-coordinate {m}
, !- Vertex 16 Y-coordinate {m}
, !- Vertex 16 Z-coordinate {m}
, !- Vertex 17 X-coordinate {m}
, !- Vertex 17 Y-coordinate {m}
, !- Vertex 17 Z-coordinate {m}
, !- Vertex 18 X-coordinate {m}
, !- Vertex 18 Y-coordinate {m}
, !- Vertex 18 Z-coordinate {m}
, !- Vertex 19 X-coordinate {m}
, !- Vertex 19 Y-coordinate {m}
, !- Vertex 19 Z-coordinate {m}
, !- Vertex 20 X-coordinate {m}
, !- Vertex 20 Y-coordinate {m}
; !- Vertex 20 Z-coordinate {m}
BuildingSurface:Detailed,
L1-112-DairyCooler_Srf_0,!- Name
Floor, !- Surface Type
Hole, !- Construction Name
L1-112-DairyCooler Thermal Zone, !- Zone Name
ground, !- Outside Boundary Condition
, !- Outside Boundary Condition Object
NoSun, !- Sun Exposure
NoWind, !- Wind Exposure
, !- View Factor to Ground
8, !- Number of Vertices
44.444, !- Vertex 1 X-coordinate {m}
61.783, !- Vertex 1 Y-coordinate {m}
0, !- Vertex 1 Z-coordinate {m}
44.444, !- Vertex 2 X-coordinate {m}
56.479, !- Vertex 2 Y-coordinate {m}
0, !- Vertex 2 Z-coordinate {m}
43.312, !- Vertex 3 X-coordinate {m}
56.479, !- Vertex 3 Y-coordinate {m}
0, !- Vertex 3 Z-coordinate {m}
43.312, !- Vertex 4 X-coordinate {m}
50.963, !- Vertex 4 Y-coordinate {m}
0, !- Vertex 4 Z-coordinate {m}
41.118, !- Vertex 5 X-coordinate {m}
50.963, !- Vertex 5 Y-coordinate {m}
0, !- Vertex 5 Z-coordinate {m}
41.118, !- Vertex 6 X-coordinate {m}
55.077, !- Vertex 6 Y-coordinate {m}
0, !- Vertex 6 Z-coordinate {m}
41.403, !- Vertex 7 X-coordinate {m}
55.077, !- Vertex 7 Y-coordinate {m}
0, !- Vertex 7 Z-coordinate {m}
41.403, !- Vertex 8 X-coordinate {m}
61.783, !- Vertex 8 Y-coordinate {m}
0, !- Vertex 8 Z-coordinate {m}
, !- Vertex 9 X-coordinate {m}
, !- Vertex 9 Y-coordinate {m}
, !- Vertex 9 Z-coordinate {m}
, !- Vertex 10 X-coordinate {m}
, !- Vertex 10 Y-coordinate {m}
, !- Vertex 10 Z-coordinate {m}
, !- Vertex 11 X-coordinate {m}
, !- Vertex 11 Y-coordinate {m}
, !- Vertex 11 Z-coordinate {m}
, !- Vertex 12 X-coordinate {m}
, !- Vertex 12 Y-coordinate {m}
, !- Vertex 12 Z-coordinate {m}
, !- Vertex 13 X-coordinate {m}
, !- Vertex 13 Y-coordinate {m}
, !- Vertex 13 Z-coordinate {m}
, !- Vertex 14 X-coordinate {m}
, !- Vertex 14 Y-coordinate {m}
, !- Vertex 14 Z-coordinate {m}
, !- Vertex 15 X-coordinate {m}
, !- Vertex 15 Y-coordinate {m}
, !- Vertex 15 Z-coordinate {m}
, !- Vertex 16 X-coordinate {m}
, !- Vertex 16 Y-coordinate {m}
, !- Vertex 16 Z-coordinate {m}
, !- Vertex 17 X-coordinate {m}
, !- Vertex 17 Y-coordinate {m}
, !- Vertex 17 Z-coordinate {m}
, !- Vertex 18 X-coordinate {m}
, !- Vertex 18 Y-coordinate {m}
, !- Vertex 18 Z-coordinate {m}
, !- Vertex 19 X-coordinate {m}
, !- Vertex 19 Y-coordinate {m}
, !- Vertex 19 Z-coordinate {m}
, !- Vertex 20 X-coordinate {m}
, !- Vertex 20 Y-coordinate {m}
; !- Vertex 20 Z-coordinate {m}
BuildingSurface:Detailed,
L1-112-DairyCooler_Srf_1,!- Name
Wall, !- Surface Type
Hole, !- Construction Name
L1-112-DairyCooler Thermal Zone, !- Zone Name
Surface, !- Outside Boundary Condition
L1-111-GroceryFreezer_Srf_3, !- Outside Boundary Condition Object
NoSun, !- Sun Exposure
NoWind, !- Wind Exposure
, !- View Factor to Ground
4, !- Number of Vertices
41.403, !- Vertex 1 X-coordinate {m}
61.783, !- Vertex 1 Y-coordinate {m}
2.134, !- Vertex 1 Z-coordinate {m}
41.403, !- Vertex 2 X-coordinate {m}
61.783, !- Vertex 2 Y-coordinate {m}
0, !- Vertex 2 Z-coordinate {m}
41.403, !- Vertex 3 X-coordinate {m}
55.077, !- Vertex 3 Y-coordinate {m}
0, !- Vertex 3 Z-coordinate {m}
41.403, !- Vertex 4 X-coordinate {m}
55.077, !- Vertex 4 Y-coordinate {m}
2.134, !- Vertex 4 Z-coordinate {m}
, !- Vertex 5 X-coordinate {m}
, !- Vertex 5 Y-coordinate {m}
, !- Vertex 5 Z-coordinate {m}
, !- Vertex 6 X-coordinate {m}
, !- Vertex 6 Y-coordinate {m}
, !- Vertex 6 Z-coordinate {m}
, !- Vertex 7 X-coordinate {m}
, !- Vertex 7 Y-coordinate {m}
, !- Vertex 7 Z-coordinate {m}
, !- Vertex 8 X-coordinate {m}
, !- Vertex 8 Y-coordinate {m}
, !- Vertex 8 Z-coordinate {m}
, !- Vertex 9 X-coordinate {m}
, !- Vertex 9 Y-coordinate {m}
, !- Vertex 9 Z-coordinate {m}
, !- Vertex 10 X-coordinate {m}
, !- Vertex 10 Y-coordinate {m}
, !- Vertex 10 Z-coordinate {m}
, !- Vertex 11 X-coordinate {m}
, !- Vertex 11 Y-coordinate {m}
, !- Vertex 11 Z-coordinate {m}
, !- Vertex 12 X-coordinate {m}
, !- Vertex 12 Y-coordinate {m}
, !- Vertex 12 Z-coordinate {m}
, !- Vertex 13 X-coordinate {m}
, !- Vertex 13 Y-coordinate {m}
, !- Vertex 13 Z-coordinate {m}
, !- Vertex 14 X-coordinate {m}
, !- Vertex 14 Y-coordinate {m}
, !- Vertex 14 Z-coordinate {m}
, !- Vertex 15 X-coordinate {m}
, !- Vertex 15 Y-coordinate {m}
, !- Vertex 15 Z-coordinate {m}
, !- Vertex 16 X-coordinate {m}
, !- Vertex 16 Y-coordinate {m}
, !- Vertex 16 Z-coordinate {m}
, !- Vertex 17 X-coordinate {m}
, !- Vertex 17 Y-coordinate {m}
, !- Vertex 17 Z-coordinate {m}
, !- Vertex 18 X-coordinate {m}
, !- Vertex 18 Y-coordinate {m}
, !- Vertex 18 Z-coordinate {m}
, !- Vertex 19 X-coordinate {m}
, !- Vertex 19 Y-coordinate {m}
, !- Vertex 19 Z-coordinate {m}
, !- Vertex 20 X-coordinate {m}
, !- Vertex 20 Y-coordinate {m}
; !- Vertex 20 Z-coordinate {m}
BuildingSurface:Detailed,
L1-112-DairyCooler_Srf_10, !- Name
Ceiling, !- Surface Type
Hole, !- Construction Name
L1-112-DairyCooler Thermal Zone, !- Zone Name
Surface, !- Outside Boundary Condition
L1S1-DairyCooler_Srf_0, !- Outside Boundary Condition Object
NoSun, !- Sun Exposure
NoWind, !- Wind Exposure
, !- View Factor to Ground
8, !- Number of Vertices
41.403, !- Vertex 1 X-coordinate {m}
61.783, !- Vertex 1 Y-coordinate {m}
2.134, !- Vertex 1 Z-coordinate {m}
41.403, !- Vertex 2 X-coordinate {m}
55.077, !- Vertex 2 Y-coordinate {m}
2.134, !- Vertex 2 Z-coordinate {m}
41.118, !- Vertex 3 X-coordinate {m}
55.077, !- Vertex 3 Y-coordinate {m}
2.134, !- Vertex 3 Z-coordinate {m}
41.118, !- Vertex 4 X-coordinate {m}
50.963, !- Vertex 4 Y-coordinate {m}
2.134, !- Vertex 4 Z-coordinate {m}
43.312, !- Vertex 5 X-coordinate {m}
50.963, !- Vertex 5 Y-coordinate {m}
2.134, !- Vertex 5 Z-coordinate {m}
43.312, !- Vertex 6 X-coordinate {m}
56.479, !- Vertex 6 Y-coordinate {m}
2.134, !- Vertex 6 Z-coordinate {m}
44.444, !- Vertex 7 X-coordinate {m}
56.479, !- Vertex 7 Y-coordinate {m}
2.134, !- Vertex 7 Z-coordinate {m}
44.444, !- Vertex 8 X-coordinate {m}
61.783, !- Vertex 8 Y-coordinate {m}
2.134, !- Vertex 8 Z-coordinate {m}
, !- Vertex 9 X-coordinate {m}
, !- Vertex 9 Y-coordinate {m}
, !- Vertex 9 Z-coordinate {m}
, !- Vertex 10 X-coordinate {m}
, !- Vertex 10 Y-coordinate {m}
, !- Vertex 10 Z-coordinate {m}
, !- Vertex 11 X-coordinate {m}
, !- Vertex 11 Y-coordinate {m}
, !- Vertex 11 Z-coordinate {m}
, !- Vertex 12 X-coordinate {m}
, !- Vertex 12 Y-coordinate {m}
, !- Vertex 12 Z-coordinate {m}
, !- Vertex 13 X-coordinate {m}
, !- Vertex 13 Y-coordinate {m}
, !- Vertex 13 Z-coordinate {m}
, !- Vertex 14 X-coordinate {m}
, !- Vertex 14 Y-coordinate {m}
, !- Vertex 14 Z-coordinate {m}
, !- Vertex 15 X-coordinate {m}
, !- Vertex 15 Y-coordinate {m}
, !- Vertex 15 Z-coordinate {m}
, !- Vertex 16 X-coordinate {m}
, !- Vertex 16 Y-coordinate {m}
, !- Vertex 16 Z-coordinate {m}
, !- Vertex 17 X-coordinate {m}
, !- Vertex 17 Y-coordinate {m}
, !- Vertex 17 Z-coordinate {m}
, !- Vertex 18 X-coordinate {m}
, !- Vertex 18 Y-coordinate {m}
, !- Vertex 18 Z-coordinate {m}
, !- Vertex 19 X-coordinate {m}
, !- Vertex 19 Y-coordinate {m}
, !- Vertex 19 Z-coordinate {m}
, !- Vertex 20 X-coordinate {m}
, !- Vertex 20 Y-coordinate {m}
; !- Vertex 20 Z-coordinate {m}
BuildingSurface:Detailed,
L1-112-DairyCooler_Srf_2,!- Name
Wall, !- Surface Type
Wall_Exterior, !- Construction Name
L1-112-DairyCooler Thermal Zone, !- Zone Name
Outdoors, !- Outside Boundary Condition
, !- Outside Boundary Condition Object
SunExposed, !- Sun Exposure
WindExposed, !- Wind Exposure
, !- View Factor to Ground
4, !- Number of Vertices
41.403, !- Vertex 1 X-coordinate {m}
55.077, !- Vertex 1 Y-coordinate {m}
2.134, !- Vertex 1 Z-coordinate {m}
41.403, !- Vertex 2 X-coordinate {m}
55.077, !- Vertex 2 Y-coordinate {m}
0, !- Vertex 2 Z-coordinate {m}
41.118, !- Vertex 3 X-coordinate {m}
55.077, !- Vertex 3 Y-coordinate {m}
0, !- Vertex 3 Z-coordinate {m}
41.118, !- Vertex 4 X-coordinate {m}
55.077, !- Vertex 4 Y-coordinate {m}
2.134, !- Vertex 4 Z-coordinate {m}
, !- Vertex 5 X-coordinate {m}
, !- Vertex 5 Y-coordinate {m}
, !- Vertex 5 Z-coordinate {m}
, !- Vertex 6 X-coordinate {m}
, !- Vertex 6 Y-coordinate {m}
, !- Vertex 6 Z-coordinate {m}
, !- Vertex 7 X-coordinate {m}
, !- Vertex 7 Y-coordinate {m}
, !- Vertex 7 Z-coordinate {m}
, !- Vertex 8 X-coordinate {m}
, !- Vertex 8 Y-coordinate {m}
, !- Vertex 8 Z-coordinate {m}
, !- Vertex 9 X-coordinate {m}
, !- Vertex 9 Y-coordinate {m}
, !- Vertex 9 Z-coordinate {m}
, !- Vertex 10 X-coordinate {m}
, !- Vertex 10 Y-coordinate {m}
, !- Vertex 10 Z-coordinate {m}
, !- Vertex 11 X-coordinate {m}
, !- Vertex 11 Y-coordinate {m}
, !- Vertex 11 Z-coordinate {m}
, !- Vertex 12 X-coordinate {m}
, !- Vertex 12 Y-coordinate {m}
, !- Vertex 12 Z-coordinate {m}
, !- Vertex 13 X-coordinate {m}
, !- Vertex 13 Y-coordinate {m}
, !- Vertex 13 Z-coordinate {m}
, !- Vertex 14 X-coordinate {m}
, !- Vertex 14 Y-coordinate {m}
, !- Vertex 14 Z-coordinate {m}
, !- Vertex 15 X-coordinate {m}
, !- Vertex 15 Y-coordinate {m}
, !- Vertex 15 Z-coordinate {m}
, !- Vertex 16 X-coordinate {m}
, !- Vertex 16 Y-coordinate {m}
, !- Vertex 16 Z-coordinate {m}
, !- Vertex 17 X-coordinate {m}
, !- Vertex 17 Y-coordinate {m}
, !- Vertex 17 Z-coordinate {m}
, !- Vertex 18 X-coordinate {m}
, !- Vertex 18 Y-coordinate {m}
, !- Vertex 18 Z-coordinate {m}
, !- Vertex 19 X-coordinate {m}
, !- Vertex 19 Y-coordinate {m}
, !- Vertex 19 Z-coordinate {m}
, !- Vertex 20 X-coordinate {m}
, !- Vertex 20 Y-coordinate {m}
; !- Vertex 20 Z-coordinate {m}
BuildingSurface:Detailed,
L1-112-DairyCooler_Srf_3,!- Name
Wall, !- Surface Type
Hole, !- Construction Name
L1-112-DairyCooler Thermal Zone, !- Zone Name
Surface, !- Outside Boundary Condition
L1-Stairs_Srf_4, !- Outside Boundary Condition Object
NoSun, !- Sun Exposure
NoWind, !- Wind Exposure
, !- View Factor to Ground
4, !- Number of Vertices
41.118, !- Vertex 1 X-coordinate {m}
55.077, !- Vertex 1 Y-coordinate {m}
2.134, !- Vertex 1 Z-coordinate {m}
41.118, !- Vertex 2 X-coordinate {m}
55.077, !- Vertex 2 Y-coordinate {m}
0, !- Vertex 2 Z-coordinate {m}
41.118, !- Vertex 3 X-coordinate {m}
50.963, !- Vertex 3 Y-coordinate {m}
0, !- Vertex 3 Z-coordinate {m}
41.118, !- Vertex 4 X-coordinate {m}
50.963, !- Vertex 4 Y-coordinate {m}
2.134, !- Vertex 4 Z-coordinate {m}
, !- Vertex 5 X-coordinate {m}
, !- Vertex 5 Y-coordinate {m}
, !- Vertex 5 Z-coordinate {m}
, !- Vertex 6 X-coordinate {m}
, !- Vertex 6 Y-coordinate {m}
, !- Vertex 6 Z-coordinate {m}
, !- Vertex 7 X-coordinate {m}
, !- Vertex 7 Y-coordinate {m}
, !- Vertex 7 Z-coordinate {m}
, !- Vertex 8 X-coordinate {m}
, !- Vertex 8 Y-coordinate {m}
, !- Vertex 8 Z-coordinate {m}
, !- Vertex 9 X-coordinate {m}
, !- Vertex 9 Y-coordinate {m}
, !- Vertex 9 Z-coordinate {m}
, !- Vertex 10 X-coordinate {m}
, !- Vertex 10 Y-coordinate {m}
, !- Vertex 10 Z-coordinate {m}
, !- Vertex 11 X-coordinate {m}
, !- Vertex 11 Y-coordinate {m}
, !- Vertex 11 Z-coordinate {m}
, !- Vertex 12 X-coordinate {m}
, !- Vertex 12 Y-coordinate {m}
, !- Vertex 12 Z-coordinate {m}
, !- Vertex 13 X-coordinate {m}
, !- Vertex 13 Y-coordinate {m}
, !- Vertex 13 Z-coordinate {m}
, !- Vertex 14 X-coordinate {m}
, !- Vertex 14 Y-coordinate {m}
, !- Vertex 14 Z-coordinate {m}
, !- Vertex 15 X-coordinate {m}
, !- Vertex 15 Y-coordinate {m}
, !- Vertex 15 Z-coordinate {m}
, !- Vertex 16 X-coordinate {m}
, !- Vertex 16 Y-coordinate {m}
, !- Vertex 16 Z-coordinate {m}
, !- Vertex 17 X-coordinate {m}
, !- Vertex 17 Y-coordinate {m}
, !- Vertex 17 Z-coordinate {m}
, !- Vertex 18 X-coordinate {m}
, !- Vertex 18 Y-coordinate {m}
, !- Vertex 18 Z-coordinate {m}
, !- Vertex 19 X-coordinate {m}
, !- Vertex 19 Y-coordinate {m}
, !- Vertex 19 Z-coordinate {m}
, !- Vertex 20 X-coordinate {m}
, !- Vertex 20 Y-coordinate {m}
; !- Vertex 20 Z-coordinate {m}
BuildingSurface:Detailed,
L1-112-DairyCooler_Srf_4,!- Name
Wall, !- Surface Type
Hole, !- Construction Name
L1-112-DairyCooler Thermal Zone, !- Zone Name
Surface, !- Outside Boundary Condition
L1-110-ProducePrep_Srf_9,!- Outside Boundary Condition Object
NoSun, !- Sun Exposure
NoWind, !- Wind Exposure
, !- View Factor to Ground
4, !- Number of Vertices
41.118, !- Vertex 1 X-coordinate {m}
50.963, !- Vertex 1 Y-coordinate {m}
2.134, !- Vertex 1 Z-coordinate {m}
41.118, !- Vertex 2 X-coordinate {m}
50.963, !- Vertex 2 Y-coordinate {m}
0, !- Vertex 2 Z-coordinate {m}
43.312, !- Vertex 3 X-coordinate {m}
50.963, !- Vertex 3 Y-coordinate {m}
0, !- Vertex 3 Z-coordinate {m}
43.312, !- Vertex 4 X-coordinate {m}
50.963, !- Vertex 4 Y-coordinate {m}
2.134, !- Vertex 4 Z-coordinate {m}
, !- Vertex 5 X-coordinate {m}
, !- Vertex 5 Y-coordinate {m}
, !- Vertex 5 Z-coordinate {m}
, !- Vertex 6 X-coordinate {m}
, !- Vertex 6 Y-coordinate {m}
, !- Vertex 6 Z-coordinate {m}
, !- Vertex 7 X-coordinate {m}
, !- Vertex 7 Y-coordinate {m}
, !- Vertex 7 Z-coordinate {m}
, !- Vertex 8 X-coordinate {m}
, !- Vertex 8 Y-coordinate {m}
, !- Vertex 8 Z-coordinate {m}
, !- Vertex 9 X-coordinate {m}
, !- Vertex 9 Y-coordinate {m}
, !- Vertex 9 Z-coordinate {m}
, !- Vertex 10 X-coordinate {m}
, !- Vertex 10 Y-coordinate {m}
, !- Vertex 10 Z-coordinate {m}
, !- Vertex 11 X-coordinate {m}
, !- Vertex 11 Y-coordinate {m}
, !- Vertex 11 Z-coordinate {m}
, !- Vertex 12 X-coordinate {m}
, !- Vertex 12 Y-coordinate {m}
, !- Vertex 12 Z-coordinate {m}
, !- Vertex 13 X-coordinate {m}
, !- Vertex 13 Y-coordinate {m}
, !- Vertex 13 Z-coordinate {m}
, !- Vertex 14 X-coordinate {m}
, !- Vertex 14 Y-coordinate {m}
, !- Vertex 14 Z-coordinate {m}
, !- Vertex 15 X-coordinate {m}
, !- Vertex 15 Y-coordinate {m}
, !- Vertex 15 Z-coordinate {m}
, !- Vertex 16 X-coordinate {m}
, !- Vertex 16 Y-coordinate {m}
, !- Vertex 16 Z-coordinate {m}
, !- Vertex 17 X-coordinate {m}
, !- Vertex 17 Y-coordinate {m}
, !- Vertex 17 Z-coordinate {m}
, !- Vertex 18 X-coordinate {m}
, !- Vertex 18 Y-coordinate {m}
, !- Vertex 18 Z-coordinate {m}
, !- Vertex 19 X-coordinate {m}
, !- Vertex 19 Y-coordinate {m}
, !- Vertex 19 Z-coordinate {m}
, !- Vertex 20 X-coordinate {m}
, !- Vertex 20 Y-coordinate {m}
; !- Vertex 20 Z-coordinate {m}
BuildingSurface:Detailed,
L1-112-DairyCooler_Srf_5,!- Name
Wall, !- Surface Type
Hole, !- Construction Name
L1-112-DairyCooler Thermal Zone, !- Zone Name
Surface, !- Outside Boundary Condition
L1-101-SalesRefrigerationReachInDairy2_Srf_6, !- Outside Boundary Condition Object
NoSun, !- Sun Exposure
NoWind, !- Wind Exposure
, !- View Factor to Ground
4, !- Number of Vertices
43.312, !- Vertex 1 X-coordinate {m}
50.963, !- Vertex 1 Y-coordinate {m}
2.134, !- Vertex 1 Z-coordinate {m}
43.312, !- Vertex 2 X-coordinate {m}
50.963, !- Vertex 2 Y-coordinate {m}
0, !- Vertex 2 Z-coordinate {m}
43.312, !- Vertex 3 X-coordinate {m}
56.479, !- Vertex 3 Y-coordinate {m}
0, !- Vertex 3 Z-coordinate {m}
43.312, !- Vertex 4 X-coordinate {m}
56.479, !- Vertex 4 Y-coordinate {m}
2.134, !- Vertex 4 Z-coordinate {m}
, !- Vertex 5 X-coordinate {m}
, !- Vertex 5 Y-coordinate {m}
, !- Vertex 5 Z-coordinate {m}
, !- Vertex 6 X-coordinate {m}
, !- Vertex 6 Y-coordinate {m}
, !- Vertex 6 Z-coordinate {m}
, !- Vertex 7 X-coordinate {m}
, !- Vertex 7 Y-coordinate {m}
, !- Vertex 7 Z-coordinate {m}
, !- Vertex 8 X-coordinate {m}
, !- Vertex 8 Y-coordinate {m}
, !- Vertex 8 Z-coordinate {m}
, !- Vertex 9 X-coordinate {m}
, !- Vertex 9 Y-coordinate {m}
, !- Vertex 9 Z-coordinate {m}
, !- Vertex 10 X-coordinate {m}
, !- Vertex 10 Y-coordinate {m}
, !- Vertex 10 Z-coordinate {m}
, !- Vertex 11 X-coordinate {m}
, !- Vertex 11 Y-coordinate {m}
, !- Vertex 11 Z-coordinate {m}
, !- Vertex 12 X-coordinate {m}
, !- Vertex 12 Y-coordinate {m}
, !- Vertex 12 Z-coordinate {m}
, !- Vertex 13 X-coordinate {m}
, !- Vertex 13 Y-coordinate {m}
, !- Vertex 13 Z-coordinate {m}
, !- Vertex 14 X-coordinate {m}
, !- Vertex 14 Y-coordinate {m}
, !- Vertex 14 Z-coordinate {m}
, !- Vertex 15 X-coordinate {m}
, !- Vertex 15 Y-coordinate {m}
, !- Vertex 15 Z-coordinate {m}
, !- Vertex 16 X-coordinate {m}
, !- Vertex 16 Y-coordinate {m}
, !- Vertex 16 Z-coordinate {m}
, !- Vertex 17 X-coordinate {m}
, !- Vertex 17 Y-coordinate {m}
, !- Vertex 17 Z-coordinate {m}
, !- Vertex 18 X-coordinate {m}
, !- Vertex 18 Y-coordinate {m}
, !- Vertex 18 Z-coordinate {m}
, !- Vertex 19 X-coordinate {m}
, !- Vertex 19 Y-coordinate {m}
, !- Vertex 19 Z-coordinate {m}
, !- Vertex 20 X-coordinate {m}
, !- Vertex 20 Y-coordinate {m}
; !- Vertex 20 Z-coordinate {m}
BuildingSurface:Detailed,
L1-112-DairyCooler_Srf_6,!- Name
Wall, !- Surface Type
Hole, !- Construction Name
L1-112-DairyCooler Thermal Zone, !- Zone Name
Surface, !- Outside Boundary Condition
L1-101-SalesRefrigerationReachInDairy2_Srf_5, !- Outside Boundary Condition Object
NoSun, !- Sun Exposure
NoWind, !- Wind Exposure
, !- View Factor to Ground
4, !- Number of Vertices
43.312, !- Vertex 1 X-coordinate {m}
56.479, !- Vertex 1 Y-coordinate {m}
2.134, !- Vertex 1 Z-coordinate {m}
43.312, !- Vertex 2 X-coordinate {m}
56.479, !- Vertex 2 Y-coordinate {m}
0, !- Vertex 2 Z-coordinate {m}
44.444, !- Vertex 3 X-coordinate {m}
56.479, !- Vertex 3 Y-coordinate {m}
0, !- Vertex 3 Z-coordinate {m}
44.444, !- Vertex 4 X-coordinate {m}
56.479, !- Vertex 4 Y-coordinate {m}
2.134, !- Vertex 4 Z-coordinate {m}
, !- Vertex 5 X-coordinate {m}
, !- Vertex 5 Y-coordinate {m}
, !- Vertex 5 Z-coordinate {m}
, !- Vertex 6 X-coordinate {m}
, !- Vertex 6 Y-coordinate {m}
, !- Vertex 6 Z-coordinate {m}
, !- Vertex 7 X-coordinate {m}
, !- Vertex 7 Y-coordinate {m}
, !- Vertex 7 Z-coordinate {m}
, !- Vertex 8 X-coordinate {m}
, !- Vertex 8 Y-coordinate {m}
, !- Vertex 8 Z-coordinate {m}
, !- Vertex 9 X-coordinate {m}
, !- Vertex 9 Y-coordinate {m}
, !- Vertex 9 Z-coordinate {m}
, !- Vertex 10 X-coordinate {m}
, !- Vertex 10 Y-coordinate {m}
, !- Vertex 10 Z-coordinate {m}
, !- Vertex 11 X-coordinate {m}
, !- Vertex 11 Y-coordinate {m}
, !- Vertex 11 Z-coordinate {m}
, !- Vertex 12 X-coordinate {m}
, !- Vertex 12 Y-coordinate {m}
, !- Vertex 12 Z-coordinate {m}
, !- Vertex 13 X-coordinate {m}
, !- Vertex 13 Y-coordinate {m}
, !- Vertex 13 Z-coordinate {m}
, !- Vertex 14 X-coordinate {m}
, !- Vertex 14 Y-coordinate {m}
, !- Vertex 14 Z-coordinate {m}
, !- Vertex 15 X-coordinate {m}
, !- Vertex 15 Y-coordinate {m}
, !- Vertex 15 Z-coordinate {m}
, !- Vertex 16 X-coordinate {m}
, !- Vertex 16 Y-coordinate {m}
, !- Vertex 16 Z-coordinate {m}
, !- Vertex 17 X-coordinate {m}
, !- Vertex 17 Y-coordinate {m}
, !- Vertex 17 Z-coordinate {m}
, !- Vertex 18 X-coordinate {m}
, !- Vertex 18 Y-coordinate {m}
, !- Vertex 18 Z-coordinate {m}
, !- Vertex 19 X-coordinate {m}
, !- Vertex 19 Y-coordinate {m}
, !- Vertex 19 Z-coordinate {m}
, !- Vertex 20 X-coordinate {m}
, !- Vertex 20 Y-coordinate {m}
; !- Vertex 20 Z-coordinate {m}
BuildingSurface:Detailed,
L1-112-DairyCooler_Srf_7,!- Name
Wall, !- Surface Type
Hole, !- Construction Name
L1-112-DairyCooler Thermal Zone, !- Zone Name
Surface, !- Outside Boundary Condition
L1-101-SalesRefrigerationReachInDairy3_Srf_5, !- Outside Boundary Condition Object
NoSun, !- Sun Exposure
NoWind, !- Wind Exposure
, !- View Factor to Ground
4, !- Number of Vertices
44.444, !- Vertex 1 X-coordinate {m}
56.479, !- Vertex 1 Y-coordinate {m}
2.134, !- Vertex 1 Z-coordinate {m}
44.444, !- Vertex 2 X-coordinate {m}
56.479, !- Vertex 2 Y-coordinate {m}
0, !- Vertex 2 Z-coordinate {m}
44.444, !- Vertex 3 X-coordinate {m}
57.812, !- Vertex 3 Y-coordinate {m}
0, !- Vertex 3 Z-coordinate {m}
44.444, !- Vertex 4 X-coordinate {m}
57.812, !- Vertex 4 Y-coordinate {m}
2.134, !- Vertex 4 Z-coordinate {m}
, !- Vertex 5 X-coordinate {m}
, !- Vertex 5 Y-coordinate {m}
, !- Vertex 5 Z-coordinate {m}
, !- Vertex 6 X-coordinate {m}
, !- Vertex 6 Y-coordinate {m}
, !- Vertex 6 Z-coordinate {m}
, !- Vertex 7 X-coordinate {m}
, !- Vertex 7 Y-coordinate {m}
, !- Vertex 7 Z-coordinate {m}
, !- Vertex 8 X-coordinate {m}
, !- Vertex 8 Y-coordinate {m}
, !- Vertex 8 Z-coordinate {m}
, !- Vertex 9 X-coordinate {m}
, !- Vertex 9 Y-coordinate {m}
, !- Vertex 9 Z-coordinate {m}
, !- Vertex 10 X-coordinate {m}
, !- Vertex 10 Y-coordinate {m}
, !- Vertex 10 Z-coordinate {m}
, !- Vertex 11 X-coordinate {m}
, !- Vertex 11 Y-coordinate {m}
, !- Vertex 11 Z-coordinate {m}
, !- Vertex 12 X-coordinate {m}
, !- Vertex 12 Y-coordinate {m}
, !- Vertex 12 Z-coordinate {m}
, !- Vertex 13 X-coordinate {m}
, !- Vertex 13 Y-coordinate {m}
, !- Vertex 13 Z-coordinate {m}
, !- Vertex 14 X-coordinate {m}
, !- Vertex 14 Y-coordinate {m}
, !- Vertex 14 Z-coordinate {m}
, !- Vertex 15 X-coordinate {m}
, !- Vertex 15 Y-coordinate {m}
, !- Vertex 15 Z-coordinate {m}
, !- Vertex 16 X-coordinate {m}
, !- Vertex 16 Y-coordinate {m}
, !- Vertex 16 Z-coordinate {m}
, !- Vertex 17 X-coordinate {m}
, !- Vertex 17 Y-coordinate {m}
, !- Vertex 17 Z-coordinate {m}
, !- Vertex 18 X-coordinate {m}
, !- Vertex 18 Y-coordinate {m}
, !- Vertex 18 Z-coordinate {m}
, !- Vertex 19 X-coordinate {m}
, !- Vertex 19 Y-coordinate {m}
, !- Vertex 19 Z-coordinate {m}
, !- Vertex 20 X-coordinate {m}
, !- Vertex 20 Y-coordinate {m}
; !- Vertex 20 Z-coordinate {m}
BuildingSurface:Detailed,
L1-112-DairyCooler_Srf_8,!- Name
Wall, !- Surface Type
Hole, !- Construction Name
L1-112-DairyCooler Thermal Zone, !- Zone Name
Surface, !- Outside Boundary Condition
L1-113-BeerCage_Srf_4, !- Outside Boundary Condition Object
NoSun, !- Sun Exposure
NoWind, !- Wind Exposure
, !- View Factor to Ground
4, !- Number of Vertices
44.444, !- Vertex 1 X-coordinate {m}
57.812, !- Vertex 1 Y-coordinate {m}
2.134, !- Vertex 1 Z-coordinate {m}
44.444, !- Vertex 2 X-coordinate {m}
57.812, !- Vertex 2 Y-coordinate {m}
0, !- Vertex 2 Z-coordinate {m}
44.444, !- Vertex 3 X-coordinate {m}
61.783, !- Vertex 3 Y-coordinate {m}
0, !- Vertex 3 Z-coordinate {m}
44.444, !- Vertex 4 X-coordinate {m}
61.783, !- Vertex 4 Y-coordinate {m}
2.134, !- Vertex 4 Z-coordinate {m}
, !- Vertex 5 X-coordinate {m}
, !- Vertex 5 Y-coordinate {m}
, !- Vertex 5 Z-coordinate {m}
, !- Vertex 6 X-coordinate {m}
, !- Vertex 6 Y-coordinate {m}
, !- Vertex 6 Z-coordinate {m}
, !- Vertex 7 X-coordinate {m}
, !- Vertex 7 Y-coordinate {m}
, !- Vertex 7 Z-coordinate {m}
, !- Vertex 8 X-coordinate {m}
, !- Vertex 8 Y-coordinate {m}
, !- Vertex 8 Z-coordinate {m}
, !- Vertex 9 X-coordinate {m}
, !- Vertex 9 Y-coordinate {m}
, !- Vertex 9 Z-coordinate {m}
, !- Vertex 10 X-coordinate {m}
, !- Vertex 10 Y-coordinate {m}
, !- Vertex 10 Z-coordinate {m}
, !- Vertex 11 X-coordinate {m}
, !- Vertex 11 Y-coordinate {m}
, !- Vertex 11 Z-coordinate {m}
, !- Vertex 12 X-coordinate {m}
, !- Vertex 12 Y-coordinate {m}
, !- Vertex 12 Z-coordinate {m}
, !- Vertex 13 X-coordinate {m}
, !- Vertex 13 Y-coordinate {m}
, !- Vertex 13 Z-coordinate {m}
, !- Vertex 14 X-coordinate {m}
, !- Vertex 14 Y-coordinate {m}
, !- Vertex 14 Z-coordinate {m}
, !- Vertex 15 X-coordinate {m}
, !- Vertex 15 Y-coordinate {m}
, !- Vertex 15 Z-coordinate {m}
, !- Vertex 16 X-coordinate {m}
, !- Vertex 16 Y-coordinate {m}
, !- Vertex 16 Z-coordinate {m}
, !- Vertex 17 X-coordinate {m}
, !- Vertex 17 Y-coordinate {m}
, !- Vertex 17 Z-coordinate {m}
, !- Vertex 18 X-coordinate {m}
, !- Vertex 18 Y-coordinate {m}
, !- Vertex 18 Z-coordinate {m}
, !- Vertex 19 X-coordinate {m}
, !- Vertex 19 Y-coordinate {m}
, !- Vertex 19 Z-coordinate {m}
, !- Vertex 20 X-coordinate {m}
, !- Vertex 20 Y-coordinate {m}
; !- Vertex 20 Z-coordinate {m}
BuildingSurface:Detailed,
L1-112-DairyCooler_Srf_9,!- Name
Wall, !- Surface Type
Wall_Exterior, !- Construction Name
L1-112-DairyCooler Thermal Zone, !- Zone Name
Outdoors, !- Outside Boundary Condition
, !- Outside Boundary Condition Object
SunExposed, !- Sun Exposure
WindExposed, !- Wind Exposure
, !- View Factor to Ground
4, !- Number of Vertices
44.444, !- Vertex 1 X-coordinate {m}
61.783, !- Vertex 1 Y-coordinate {m}
2.134, !- Vertex 1 Z-coordinate {m}
44.444, !- Vertex 2 X-coordinate {m}
61.783, !- Vertex 2 Y-coordinate {m}
0, !- Vertex 2 Z-coordinate {m}
41.403, !- Vertex 3 X-coordinate {m}
61.783, !- Vertex 3 Y-coordinate {m}
0, !- Vertex 3 Z-coordinate {m}
41.403, !- Vertex 4 X-coordinate {m}
61.783, !- Vertex 4 Y-coordinate {m}
2.134, !- Vertex 4 Z-coordinate {m}
, !- Vertex 5 X-coordinate {m}
, !- Vertex 5 Y-coordinate {m}
, !- Vertex 5 Z-coordinate {m}
, !- Vertex 6 X-coordinate {m}
, !- Vertex 6 Y-coordinate {m}
, !- Vertex 6 Z-coordinate {m}
, !- Vertex 7 X-coordinate {m}
, !- Vertex 7 Y-coordinate {m}
, !- Vertex 7 Z-coordinate {m}
, !- Vertex 8 X-coordinate {m}
, !- Vertex 8 Y-coordinate {m}
, !- Vertex 8 Z-coordinate {m}
, !- Vertex 9 X-coordinate {m}
, !- Vertex 9 Y-coordinate {m}
, !- Vertex 9 Z-coordinate {m}
, !- Vertex 10 X-coordinate {m}
, !- Vertex 10 Y-coordinate {m}
, !- Vertex 10 Z-coordinate {m}
, !- Vertex 11 X-coordinate {m}
, !- Vertex 11 Y-coordinate {m}
, !- Vertex 11 Z-coordinate {m}
, !- Vertex 12 X-coordinate {m}
, !- Vertex 12 Y-coordinate {m}
, !- Vertex 12 Z-coordinate {m}
, !- Vertex 13 X-coordinate {m}
, !- Vertex 13 Y-coordinate {m}
, !- Vertex 13 Z-coordinate {m}
, !- Vertex 14 X-coordinate {m}
, !- Vertex 14 Y-coordinate {m}
, !- Vertex 14 Z-coordinate {m}
, !- Vertex 15 X-coordinate {m}
, !- Vertex 15 Y-coordinate {m}
, !- Vertex 15 Z-coordinate {m}
, !- Vertex 16 X-coordinate {m}
, !- Vertex 16 Y-coordinate {m}
, !- Vertex 16 Z-coordinate {m}
, !- Vertex 17 X-coordinate {m}
, !- Vertex 17 Y-coordinate {m}
, !- Vertex 17 Z-coordinate {m}
, !- Vertex 18 X-coordinate {m}
, !- Vertex 18 Y-coordinate {m}
, !- Vertex 18 Z-coordinate {m}
, !- Vertex 19 X-coordinate {m}
, !- Vertex 19 Y-coordinate {m}
, !- Vertex 19 Z-coordinate {m}
, !- Vertex 20 X-coordinate {m}
, !- Vertex 20 Y-coordinate {m}
; !- Vertex 20 Z-coordinate {m}
BuildingSurface:Detailed,
L1-113-BeerCage_Srf_0, !- Name
Floor, !- Surface Type
Hole, !- Construction Name
L1-113-BeerCage Thermal Zone, !- Zone Name
ground, !- Outside Boundary Condition
, !- Outside Boundary Condition Object
NoSun, !- Sun Exposure
NoWind, !- Wind Exposure
, !- View Factor to Ground
4, !- Number of Vertices
46.421, !- Vertex 1 X-coordinate {m}
61.783, !- Vertex 1 Y-coordinate {m}
0, !- Vertex 1 Z-coordinate {m}
46.421, !- Vertex 2 X-coordinate {m}
57.812, !- Vertex 2 Y-coordinate {m}
0, !- Vertex 2 Z-coordinate {m}
44.444, !- Vertex 3 X-coordinate {m}
57.812, !- Vertex 3 Y-coordinate {m}
0, !- Vertex 3 Z-coordinate {m}
44.444, !- Vertex 4 X-coordinate {m}
61.783, !- Vertex 4 Y-coordinate {m}
0, !- Vertex 4 Z-coordinate {m}
, !- Vertex 5 X-coordinate {m}
, !- Vertex 5 Y-coordinate {m}
, !- Vertex 5 Z-coordinate {m}
, !- Vertex 6 X-coordinate {m}
, !- Vertex 6 Y-coordinate {m}
, !- Vertex 6 Z-coordinate {m}
, !- Vertex 7 X-coordinate {m}
, !- Vertex 7 Y-coordinate {m}
, !- Vertex 7 Z-coordinate {m}
, !- Vertex 8 X-coordinate {m}
, !- Vertex 8 Y-coordinate {m}
, !- Vertex 8 Z-coordinate {m}
, !- Vertex 9 X-coordinate {m}
, !- Vertex 9 Y-coordinate {m}
, !- Vertex 9 Z-coordinate {m}
, !- Vertex 10 X-coordinate {m}
, !- Vertex 10 Y-coordinate {m}
, !- Vertex 10 Z-coordinate {m}
, !- Vertex 11 X-coordinate {m}
, !- Vertex 11 Y-coordinate {m}
, !- Vertex 11 Z-coordinate {m}
, !- Vertex 12 X-coordinate {m}
, !- Vertex 12 Y-coordinate {m}
, !- Vertex 12 Z-coordinate {m}
, !- Vertex 13 X-coordinate {m}
, !- Vertex 13 Y-coordinate {m}
, !- Vertex 13 Z-coordinate {m}
, !- Vertex 14 X-coordinate {m}
, !- Vertex 14 Y-coordinate {m}
, !- Vertex 14 Z-coordinate {m}
, !- Vertex 15 X-coordinate {m}
, !- Vertex 15 Y-coordinate {m}
, !- Vertex 15 Z-coordinate {m}
, !- Vertex 16 X-coordinate {m}
, !- Vertex 16 Y-coordinate {m}
, !- Vertex 16 Z-coordinate {m}
, !- Vertex 17 X-coordinate {m}
, !- Vertex 17 Y-coordinate {m}
, !- Vertex 17 Z-coordinate {m}
, !- Vertex 18 X-coordinate {m}
, !- Vertex 18 Y-coordinate {m}
, !- Vertex 18 Z-coordinate {m}
, !- Vertex 19 X-coordinate {m}
, !- Vertex 19 Y-coordinate {m}
, !- Vertex 19 Z-coordinate {m}
, !- Vertex 20 X-coordinate {m}
, !- Vertex 20 Y-coordinate {m}
; !- Vertex 20 Z-coordinate {m}
BuildingSurface:Detailed,
L1-113-BeerCage_Srf_1, !- Name
Wall, !- Surface Type
Hole, !- Construction Name
L1-113-BeerCage Thermal Zone, !- Zone Name
Surface, !- Outside Boundary Condition
L1-101-SalesRefrigerationReachInDairy3_Srf_4, !- Outside Boundary Condition Object
NoSun, !- Sun Exposure
NoWind, !- Wind Exposure
, !- View Factor to Ground
4, !- Number of Vertices
44.444, !- Vertex 1 X-coordinate {m}
57.812, !- Vertex 1 Y-coordinate {m}
2.134, !- Vertex 1 Z-coordinate {m}
44.444, !- Vertex 2 X-coordinate {m}
57.812, !- Vertex 2 Y-coordinate {m}
0, !- Vertex 2 Z-coordinate {m}
46.421, !- Vertex 3 X-coordinate {m}
57.812, !- Vertex 3 Y-coordinate {m}
0, !- Vertex 3 Z-coordinate {m}
46.421, !- Vertex 4 X-coordinate {m}
57.812, !- Vertex 4 Y-coordinate {m}
2.134, !- Vertex 4 Z-coordinate {m}
, !- Vertex 5 X-coordinate {m}
, !- Vertex 5 Y-coordinate {m}
, !- Vertex 5 Z-coordinate {m}
, !- Vertex 6 X-coordinate {m}
, !- Vertex 6 Y-coordinate {m}
, !- Vertex 6 Z-coordinate {m}
, !- Vertex 7 X-coordinate {m}
, !- Vertex 7 Y-coordinate {m}
, !- Vertex 7 Z-coordinate {m}
, !- Vertex 8 X-coordinate {m}
, !- Vertex 8 Y-coordinate {m}
, !- Vertex 8 Z-coordinate {m}
, !- Vertex 9 X-coordinate {m}
, !- Vertex 9 Y-coordinate {m}
, !- Vertex 9 Z-coordinate {m}
, !- Vertex 10 X-coordinate {m}
, !- Vertex 10 Y-coordinate {m}
, !- Vertex 10 Z-coordinate {m}
, !- Vertex 11 X-coordinate {m}
, !- Vertex 11 Y-coordinate {m}
, !- Vertex 11 Z-coordinate {m}
, !- Vertex 12 X-coordinate {m}
, !- Vertex 12 Y-coordinate {m}
, !- Vertex 12 Z-coordinate {m}
, !- Vertex 13 X-coordinate {m}
, !- Vertex 13 Y-coordinate {m}
, !- Vertex 13 Z-coordinate {m}
, !- Vertex 14 X-coordinate {m}
, !- Vertex 14 Y-coordinate {m}
, !- Vertex 14 Z-coordinate {m}
, !- Vertex 15 X-coordinate {m}
, !- Vertex 15 Y-coordinate {m}
, !- Vertex 15 Z-coordinate {m}
, !- Vertex 16 X-coordinate {m}
, !- Vertex 16 Y-coordinate {m}
, !- Vertex 16 Z-coordinate {m}
, !- Vertex 17 X-coordinate {m}
, !- Vertex 17 Y-coordinate {m}
, !- Vertex 17 Z-coordinate {m}
, !- Vertex 18 X-coordinate {m}
, !- Vertex 18 Y-coordinate {m}
, !- Vertex 18 Z-coordinate {m}
, !- Vertex 19 X-coordinate {m}
, !- Vertex 19 Y-coordinate {m}
, !- Vertex 19 Z-coordinate {m}
, !- Vertex 20 X-coordinate {m}
, !- Vertex 20 Y-coordinate {m}
; !- Vertex 20 Z-coordinate {m}
BuildingSurface:Detailed,
L1-113-BeerCage_Srf_2, !- Name
Wall, !- Surface Type
Hole, !- Construction Name
L1-113-BeerCage Thermal Zone, !- Zone Name
Surface, !- Outside Boundary Condition
L1-114-Backstock_Srf_3, !- Outside Boundary Condition Object
NoSun, !- Sun Exposure
NoWind, !- Wind Exposure
, !- View Factor to Ground
4, !- Number of Vertices
46.421, !- Vertex 1 X-coordinate {m}
57.812, !- Vertex 1 Y-coordinate {m}
2.134, !- Vertex 1 Z-coordinate {m}
46.421, !- Vertex 2 X-coordinate {m}
57.812, !- Vertex 2 Y-coordinate {m}
0, !- Vertex 2 Z-coordinate {m}
46.421, !- Vertex 3 X-coordinate {m}
61.783, !- Vertex 3 Y-coordinate {m}
0, !- Vertex 3 Z-coordinate {m}
46.421, !- Vertex 4 X-coordinate {m}
61.783, !- Vertex 4 Y-coordinate {m}
2.134, !- Vertex 4 Z-coordinate {m}
, !- Vertex 5 X-coordinate {m}
, !- Vertex 5 Y-coordinate {m}
, !- Vertex 5 Z-coordinate {m}
, !- Vertex 6 X-coordinate {m}
, !- Vertex 6 Y-coordinate {m}
, !- Vertex 6 Z-coordinate {m}
, !- Vertex 7 X-coordinate {m}
, !- Vertex 7 Y-coordinate {m}
, !- Vertex 7 Z-coordinate {m}
, !- Vertex 8 X-coordinate {m}
, !- Vertex 8 Y-coordinate {m}
, !- Vertex 8 Z-coordinate {m}
, !- Vertex 9 X-coordinate {m}
, !- Vertex 9 Y-coordinate {m}
, !- Vertex 9 Z-coordinate {m}
, !- Vertex 10 X-coordinate {m}
, !- Vertex 10 Y-coordinate {m}
, !- Vertex 10 Z-coordinate {m}
, !- Vertex 11 X-coordinate {m}
, !- Vertex 11 Y-coordinate {m}
, !- Vertex 11 Z-coordinate {m}
, !- Vertex 12 X-coordinate {m}
, !- Vertex 12 Y-coordinate {m}
, !- Vertex 12 Z-coordinate {m}
, !- Vertex 13 X-coordinate {m}
, !- Vertex 13 Y-coordinate {m}
, !- Vertex 13 Z-coordinate {m}
, !- Vertex 14 X-coordinate {m}
, !- Vertex 14 Y-coordinate {m}
, !- Vertex 14 Z-coordinate {m}
, !- Vertex 15 X-coordinate {m}
, !- Vertex 15 Y-coordinate {m}
, !- Vertex 15 Z-coordinate {m}
, !- Vertex 16 X-coordinate {m}
, !- Vertex 16 Y-coordinate {m}
, !- Vertex 16 Z-coordinate {m}
, !- Vertex 17 X-coordinate {m}
, !- Vertex 17 Y-coordinate {m}
, !- Vertex 17 Z-coordinate {m}
, !- Vertex 18 X-coordinate {m}
, !- Vertex 18 Y-coordinate {m}
, !- Vertex 18 Z-coordinate {m}
, !- Vertex 19 X-coordinate {m}
, !- Vertex 19 Y-coordinate {m}
, !- Vertex 19 Z-coordinate {m}
, !- Vertex 20 X-coordinate {m}
, !- Vertex 20 Y-coordinate {m}
; !- Vertex 20 Z-coordinate {m}
BuildingSurface:Detailed,
L1-113-BeerCage_Srf_3, !- Name
Wall, !- Surface Type
Wall_Exterior, !- Construction Name
L1-113-BeerCage Thermal Zone, !- Zone Name
Outdoors, !- Outside Boundary Condition
, !- Outside Boundary Condition Object
SunExposed, !- Sun Exposure
WindExposed, !- Wind Exposure
, !- View Factor to Ground
4, !- Number of Vertices
46.421, !- Vertex 1 X-coordinate {m}
61.783, !- Vertex 1 Y-coordinate {m}
2.134, !- Vertex 1 Z-coordinate {m}
46.421, !- Vertex 2 X-coordinate {m}
61.783, !- Vertex 2 Y-coordinate {m}
0, !- Vertex 2 Z-coordinate {m}
44.444, !- Vertex 3 X-coordinate {m}
61.783, !- Vertex 3 Y-coordinate {m}
0, !- Vertex 3 Z-coordinate {m}
44.444, !- Vertex 4 X-coordinate {m}
61.783, !- Vertex 4 Y-coordinate {m}
2.134, !- Vertex 4 Z-coordinate {m}
, !- Vertex 5 X-coordinate {m}
, !- Vertex 5 Y-coordinate {m}
, !- Vertex 5 Z-coordinate {m}
, !- Vertex 6 X-coordinate {m}
, !- Vertex 6 Y-coordinate {m}
, !- Vertex 6 Z-coordinate {m}
, !- Vertex 7 X-coordinate {m}
, !- Vertex 7 Y-coordinate {m}
, !- Vertex 7 Z-coordinate {m}
, !- Vertex 8 X-coordinate {m}
, !- Vertex 8 Y-coordinate {m}
, !- Vertex 8 Z-coordinate {m}
, !- Vertex 9 X-coordinate {m}
, !- Vertex 9 Y-coordinate {m}
, !- Vertex 9 Z-coordinate {m}
, !- Vertex 10 X-coordinate {m}
, !- Vertex 10 Y-coordinate {m}
, !- Vertex 10 Z-coordinate {m}
, !- Vertex 11 X-coordinate {m}
, !- Vertex 11 Y-coordinate {m}
, !- Vertex 11 Z-coordinate {m}
, !- Vertex 12 X-coordinate {m}
, !- Vertex 12 Y-coordinate {m}
, !- Vertex 12 Z-coordinate {m}
, !- Vertex 13 X-coordinate {m}
, !- Vertex 13 Y-coordinate {m}
, !- Vertex 13 Z-coordinate {m}
, !- Vertex 14 X-coordinate {m}
, !- Vertex 14 Y-coordinate {m}
, !- Vertex 14 Z-coordinate {m}
, !- Vertex 15 X-coordinate {m}
, !- Vertex 15 Y-coordinate {m}
, !- Vertex 15 Z-coordinate {m}
, !- Vertex 16 X-coordinate {m}
, !- Vertex 16 Y-coordinate {m}
, !- Vertex 16 Z-coordinate {m}
, !- Vertex 17 X-coordinate {m}
, !- Vertex 17 Y-coordinate {m}
, !- Vertex 17 Z-coordinate {m}
, !- Vertex 18 X-coordinate {m}
, !- Vertex 18 Y-coordinate {m}
, !- Vertex 18 Z-coordinate {m}
, !- Vertex 19 X-coordinate {m}
, !- Vertex 19 Y-coordinate {m}
, !- Vertex 19 Z-coordinate {m}
, !- Vertex 20 X-coordinate {m}
, !- Vertex 20 Y-coordinate {m}
; !- Vertex 20 Z-coordinate {m}
BuildingSurface:Detailed,
L1-113-BeerCage_Srf_4, !- Name
Wall, !- Surface Type
Hole, !- Construction Name
L1-113-BeerCage Thermal Zone, !- Zone Name
Surface, !- Outside Boundary Condition
L1-112-DairyCooler_Srf_8,!- Outside Boundary Condition Object
NoSun, !- Sun Exposure
NoWind, !- Wind Exposure
, !- View Factor to Ground
4, !- Number of Vertices
44.444, !- Vertex 1 X-coordinate {m}
61.783, !- Vertex 1 Y-coordinate {m}
2.134, !- Vertex 1 Z-coordinate {m}
44.444, !- Vertex 2 X-coordinate {m}
61.783, !- Vertex 2 Y-coordinate {m}
0, !- Vertex 2 Z-coordinate {m}
44.444, !- Vertex 3 X-coordinate {m}
57.812, !- Vertex 3 Y-coordinate {m}
0, !- Vertex 3 Z-coordinate {m}
44.444, !- Vertex 4 X-coordinate {m}
57.812, !- Vertex 4 Y-coordinate {m}
2.134, !- Vertex 4 Z-coordinate {m}
, !- Vertex 5 X-coordinate {m}
, !- Vertex 5 Y-coordinate {m}
, !- Vertex 5 Z-coordinate {m}
, !- Vertex 6 X-coordinate {m}
, !- Vertex 6 Y-coordinate {m}
, !- Vertex 6 Z-coordinate {m}
, !- Vertex 7 X-coordinate {m}
, !- Vertex 7 Y-coordinate {m}
, !- Vertex 7 Z-coordinate {m}
, !- Vertex 8 X-coordinate {m}
, !- Vertex 8 Y-coordinate {m}
, !- Vertex 8 Z-coordinate {m}
, !- Vertex 9 X-coordinate {m}
, !- Vertex 9 Y-coordinate {m}
, !- Vertex 9 Z-coordinate {m}
, !- Vertex 10 X-coordinate {m}
, !- Vertex 10 Y-coordinate {m}
, !- Vertex 10 Z-coordinate {m}
, !- Vertex 11 X-coordinate {m}
, !- Vertex 11 Y-coordinate {m}
, !- Vertex 11 Z-coordinate {m}
, !- Vertex 12 X-coordinate {m}
, !- Vertex 12 Y-coordinate {m}
, !- Vertex 12 Z-coordinate {m}
, !- Vertex 13 X-coordinate {m}
, !- Vertex 13 Y-coordinate {m}
, !- Vertex 13 Z-coordinate {m}
, !- Vertex 14 X-coordinate {m}
, !- Vertex 14 Y-coordinate {m}
, !- Vertex 14 Z-coordinate {m}
, !- Vertex 15 X-coordinate {m}
, !- Vertex 15 Y-coordinate {m}
, !- Vertex 15 Z-coordinate {m}
, !- Vertex 16 X-coordinate {m}
, !- Vertex 16 Y-coordinate {m}
, !- Vertex 16 Z-coordinate {m}
, !- Vertex 17 X-coordinate {m}
, !- Vertex 17 Y-coordinate {m}
, !- Vertex 17 Z-coordinate {m}
, !- Vertex 18 X-coordinate {m}
, !- Vertex 18 Y-coordinate {m}
, !- Vertex 18 Z-coordinate {m}
, !- Vertex 19 X-coordinate {m}
, !- Vertex 19 Y-coordinate {m}
, !- Vertex 19 Z-coordinate {m}
, !- Vertex 20 X-coordinate {m}
, !- Vertex 20 Y-coordinate {m}
; !- Vertex 20 Z-coordinate {m}
BuildingSurface:Detailed,
L1-113-BeerCage_Srf_5, !- Name
Ceiling, !- Surface Type
Hole, !- Construction Name
L1-113-BeerCage Thermal Zone, !- Zone Name
Surface, !- Outside Boundary Condition
L1S1-BeerCage_Srf_0, !- Outside Boundary Condition Object
NoSun, !- Sun Exposure
NoWind, !- Wind Exposure
, !- View Factor to Ground
4, !- Number of Vertices
44.444, !- Vertex 1 X-coordinate {m}
61.783, !- Vertex 1 Y-coordinate {m}
2.134, !- Vertex 1 Z-coordinate {m}
44.444, !- Vertex 2 X-coordinate {m}
57.812, !- Vertex 2 Y-coordinate {m}
2.134, !- Vertex 2 Z-coordinate {m}
46.421, !- Vertex 3 X-coordinate {m}
57.812, !- Vertex 3 Y-coordinate {m}
2.134, !- Vertex 3 Z-coordinate {m}
46.421, !- Vertex 4 X-coordinate {m}
61.783, !- Vertex 4 Y-coordinate {m}
2.134, !- Vertex 4 Z-coordinate {m}
, !- Vertex 5 X-coordinate {m}
, !- Vertex 5 Y-coordinate {m}
, !- Vertex 5 Z-coordinate {m}
, !- Vertex 6 X-coordinate {m}
, !- Vertex 6 Y-coordinate {m}
, !- Vertex 6 Z-coordinate {m}
, !- Vertex 7 X-coordinate {m}
, !- Vertex 7 Y-coordinate {m}
, !- Vertex 7 Z-coordinate {m}
, !- Vertex 8 X-coordinate {m}
, !- Vertex 8 Y-coordinate {m}
, !- Vertex 8 Z-coordinate {m}
, !- Vertex 9 X-coordinate {m}
, !- Vertex 9 Y-coordinate {m}
, !- Vertex 9 Z-coordinate {m}
, !- Vertex 10 X-coordinate {m}
, !- Vertex 10 Y-coordinate {m}
, !- Vertex 10 Z-coordinate {m}
, !- Vertex 11 X-coordinate {m}
, !- Vertex 11 Y-coordinate {m}
, !- Vertex 11 Z-coordinate {m}
, !- Vertex 12 X-coordinate {m}
, !- Vertex 12 Y-coordinate {m}
, !- Vertex 12 Z-coordinate {m}
, !- Vertex 13 X-coordinate {m}
, !- Vertex 13 Y-coordinate {m}
, !- Vertex 13 Z-coordinate {m}
, !- Vertex 14 X-coordinate {m}
, !- Vertex 14 Y-coordinate {m}
, !- Vertex 14 Z-coordinate {m}
, !- Vertex 15 X-coordinate {m}
, !- Vertex 15 Y-coordinate {m}
, !- Vertex 15 Z-coordinate {m}
, !- Vertex 16 X-coordinate {m}
, !- Vertex 16 Y-coordinate {m}
, !- Vertex 16 Z-coordinate {m}
, !- Vertex 17 X-coordinate {m}
, !- Vertex 17 Y-coordinate {m}
, !- Vertex 17 Z-coordinate {m}
, !- Vertex 18 X-coordinate {m}
, !- Vertex 18 Y-coordinate {m}
, !- Vertex 18 Z-coordinate {m}
, !- Vertex 19 X-coordinate {m}
, !- Vertex 19 Y-coordinate {m}
, !- Vertex 19 Z-coordinate {m}
, !- Vertex 20 X-coordinate {m}
, !- Vertex 20 Y-coordinate {m}
; !- Vertex 20 Z-coordinate {m}
BuildingSurface:Detailed,
L1-114-Backstock_Srf_0, !- Name
Floor, !- Surface Type
Hole, !- Construction Name
L1-114-Backstock Thermal Zone, !- Zone Name
ground, !- Outside Boundary Condition
, !- Outside Boundary Condition Object
NoSun, !- Sun Exposure
NoWind, !- Wind Exposure
, !- View Factor to Ground
4, !- Number of Vertices
50.688, !- Vertex 1 X-coordinate {m}
61.783, !- Vertex 1 Y-coordinate {m}
0, !- Vertex 1 Z-coordinate {m}
50.688, !- Vertex 2 X-coordinate {m}
57.812, !- Vertex 2 Y-coordinate {m}
0, !- Vertex 2 Z-coordinate {m}
46.421, !- Vertex 3 X-coordinate {m}
57.812, !- Vertex 3 Y-coordinate {m}
0, !- Vertex 3 Z-coordinate {m}
46.421, !- Vertex 4 X-coordinate {m}
61.783, !- Vertex 4 Y-coordinate {m}
0, !- Vertex 4 Z-coordinate {m}
, !- Vertex 5 X-coordinate {m}
, !- Vertex 5 Y-coordinate {m}
, !- Vertex 5 Z-coordinate {m}
, !- Vertex 6 X-coordinate {m}
, !- Vertex 6 Y-coordinate {m}
, !- Vertex 6 Z-coordinate {m}
, !- Vertex 7 X-coordinate {m}
, !- Vertex 7 Y-coordinate {m}
, !- Vertex 7 Z-coordinate {m}
, !- Vertex 8 X-coordinate {m}
, !- Vertex 8 Y-coordinate {m}
, !- Vertex 8 Z-coordinate {m}
, !- Vertex 9 X-coordinate {m}
, !- Vertex 9 Y-coordinate {m}
, !- Vertex 9 Z-coordinate {m}
, !- Vertex 10 X-coordinate {m}
, !- Vertex 10 Y-coordinate {m}
, !- Vertex 10 Z-coordinate {m}
, !- Vertex 11 X-coordinate {m}
, !- Vertex 11 Y-coordinate {m}
, !- Vertex 11 Z-coordinate {m}
, !- Vertex 12 X-coordinate {m}
, !- Vertex 12 Y-coordinate {m}
, !- Vertex 12 Z-coordinate {m}
, !- Vertex 13 X-coordinate {m}
, !- Vertex 13 Y-coordinate {m}
, !- Vertex 13 Z-coordinate {m}
, !- Vertex 14 X-coordinate {m}
, !- Vertex 14 Y-coordinate {m}
, !- Vertex 14 Z-coordinate {m}
, !- Vertex 15 X-coordinate {m}
, !- Vertex 15 Y-coordinate {m}
, !- Vertex 15 Z-coordinate {m}
, !- Vertex 16 X-coordinate {m}
, !- Vertex 16 Y-coordinate {m}
, !- Vertex 16 Z-coordinate {m}
, !- Vertex 17 X-coordinate {m}
, !- Vertex 17 Y-coordinate {m}
, !- Vertex 17 Z-coordinate {m}
, !- Vertex 18 X-coordinate {m}
, !- Vertex 18 Y-coordinate {m}
, !- Vertex 18 Z-coordinate {m}
, !- Vertex 19 X-coordinate {m}
, !- Vertex 19 Y-coordinate {m}
, !- Vertex 19 Z-coordinate {m}
, !- Vertex 20 X-coordinate {m}
, !- Vertex 20 Y-coordinate {m}
; !- Vertex 20 Z-coordinate {m}
BuildingSurface:Detailed,
L1-114-Backstock_Srf_1, !- Name
Wall, !- Surface Type
Hole, !- Construction Name
L1-114-Backstock Thermal Zone, !- Zone Name
Surface, !- Outside Boundary Condition
L1-115-MeatSeafoodCooler_Srf_4, !- Outside Boundary Condition Object
NoSun, !- Sun Exposure
NoWind, !- Wind Exposure
, !- View Factor to Ground
4, !- Number of Vertices
50.688, !- Vertex 1 X-coordinate {m}
58.369, !- Vertex 1 Y-coordinate {m}
2.134, !- Vertex 1 Z-coordinate {m}
50.688, !- Vertex 2 X-coordinate {m}
58.369, !- Vertex 2 Y-coordinate {m}
0, !- Vertex 2 Z-coordinate {m}
50.688, !- Vertex 3 X-coordinate {m}
61.783, !- Vertex 3 Y-coordinate {m}
0, !- Vertex 3 Z-coordinate {m}
50.688, !- Vertex 4 X-coordinate {m}
61.783, !- Vertex 4 Y-coordinate {m}
2.134, !- Vertex 4 Z-coordinate {m}
, !- Vertex 5 X-coordinate {m}
, !- Vertex 5 Y-coordinate {m}
, !- Vertex 5 Z-coordinate {m}
, !- Vertex 6 X-coordinate {m}
, !- Vertex 6 Y-coordinate {m}
, !- Vertex 6 Z-coordinate {m}
, !- Vertex 7 X-coordinate {m}
, !- Vertex 7 Y-coordinate {m}
, !- Vertex 7 Z-coordinate {m}
, !- Vertex 8 X-coordinate {m}
, !- Vertex 8 Y-coordinate {m}
, !- Vertex 8 Z-coordinate {m}
, !- Vertex 9 X-coordinate {m}
, !- Vertex 9 Y-coordinate {m}
, !- Vertex 9 Z-coordinate {m}
, !- Vertex 10 X-coordinate {m}
, !- Vertex 10 Y-coordinate {m}
, !- Vertex 10 Z-coordinate {m}
, !- Vertex 11 X-coordinate {m}
, !- Vertex 11 Y-coordinate {m}
, !- Vertex 11 Z-coordinate {m}
, !- Vertex 12 X-coordinate {m}
, !- Vertex 12 Y-coordinate {m}
, !- Vertex 12 Z-coordinate {m}
, !- Vertex 13 X-coordinate {m}
, !- Vertex 13 Y-coordinate {m}
, !- Vertex 13 Z-coordinate {m}
, !- Vertex 14 X-coordinate {m}
, !- Vertex 14 Y-coordinate {m}
, !- Vertex 14 Z-coordinate {m}
, !- Vertex 15 X-coordinate {m}
, !- Vertex 15 Y-coordinate {m}
, !- Vertex 15 Z-coordinate {m}
, !- Vertex 16 X-coordinate {m}
, !- Vertex 16 Y-coordinate {m}
, !- Vertex 16 Z-coordinate {m}
, !- Vertex 17 X-coordinate {m}
, !- Vertex 17 Y-coordinate {m}
, !- Vertex 17 Z-coordinate {m}
, !- Vertex 18 X-coordinate {m}
, !- Vertex 18 Y-coordinate {m}
, !- Vertex 18 Z-coordinate {m}
, !- Vertex 19 X-coordinate {m}
, !- Vertex 19 Y-coordinate {m}
, !- Vertex 19 Z-coordinate {m}
, !- Vertex 20 X-coordinate {m}
, !- Vertex 20 Y-coordinate {m}
; !- Vertex 20 Z-coordinate {m}
BuildingSurface:Detailed,
L1-114-Backstock_Srf_2, !- Name
Wall, !- Surface Type
Wall_Exterior, !- Construction Name
L1-114-Backstock Thermal Zone, !- Zone Name
Outdoors, !- Outside Boundary Condition
, !- Outside Boundary Condition Object
SunExposed, !- Sun Exposure
WindExposed, !- Wind Exposure
, !- View Factor to Ground
4, !- Number of Vertices
50.688, !- Vertex 1 X-coordinate {m}
61.783, !- Vertex 1 Y-coordinate {m}
2.134, !- Vertex 1 Z-coordinate {m}
50.688, !- Vertex 2 X-coordinate {m}
61.783, !- Vertex 2 Y-coordinate {m}
0, !- Vertex 2 Z-coordinate {m}
46.421, !- Vertex 3 X-coordinate {m}
61.783, !- Vertex 3 Y-coordinate {m}
0, !- Vertex 3 Z-coordinate {m}
46.421, !- Vertex 4 X-coordinate {m}
61.783, !- Vertex 4 Y-coordinate {m}
2.134, !- Vertex 4 Z-coordinate {m}
, !- Vertex 5 X-coordinate {m}
, !- Vertex 5 Y-coordinate {m}
, !- Vertex 5 Z-coordinate {m}
, !- Vertex 6 X-coordinate {m}
, !- Vertex 6 Y-coordinate {m}
, !- Vertex 6 Z-coordinate {m}
, !- Vertex 7 X-coordinate {m}
, !- Vertex 7 Y-coordinate {m}
, !- Vertex 7 Z-coordinate {m}
, !- Vertex 8 X-coordinate {m}
, !- Vertex 8 Y-coordinate {m}
, !- Vertex 8 Z-coordinate {m}
, !- Vertex 9 X-coordinate {m}
, !- Vertex 9 Y-coordinate {m}
, !- Vertex 9 Z-coordinate {m}
, !- Vertex 10 X-coordinate {m}
, !- Vertex 10 Y-coordinate {m}
, !- Vertex 10 Z-coordinate {m}
, !- Vertex 11 X-coordinate {m}
, !- Vertex 11 Y-coordinate {m}
, !- Vertex 11 Z-coordinate {m}
, !- Vertex 12 X-coordinate {m}
, !- Vertex 12 Y-coordinate {m}
, !- Vertex 12 Z-coordinate {m}
, !- Vertex 13 X-coordinate {m}
, !- Vertex 13 Y-coordinate {m}
, !- Vertex 13 Z-coordinate {m}
, !- Vertex 14 X-coordinate {m}
, !- Vertex 14 Y-coordinate {m}
, !- Vertex 14 Z-coordinate {m}
, !- Vertex 15 X-coordinate {m}
, !- Vertex 15 Y-coordinate {m}
, !- Vertex 15 Z-coordinate {m}
, !- Vertex 16 X-coordinate {m}
, !- Vertex 16 Y-coordinate {m}
, !- Vertex 16 Z-coordinate {m}
, !- Vertex 17 X-coordinate {m}
, !- Vertex 17 Y-coordinate {m}
, !- Vertex 17 Z-coordinate {m}
, !- Vertex 18 X-coordinate {m}
, !- Vertex 18 Y-coordinate {m}
, !- Vertex 18 Z-coordinate {m}
, !- Vertex 19 X-coordinate {m}
, !- Vertex 19 Y-coordinate {m}
, !- Vertex 19 Z-coordinate {m}
, !- Vertex 20 X-coordinate {m}
, !- Vertex 20 Y-coordinate {m}
; !- Vertex 20 Z-coordinate {m}
BuildingSurface:Detailed,
L1-114-Backstock_Srf_3, !- Name
Wall, !- Surface Type
Hole, !- Construction Name
L1-114-Backstock Thermal Zone, !- Zone Name
Surface, !- Outside Boundary Condition
L1-113-BeerCage_Srf_2, !- Outside Boundary Condition Object
NoSun, !- Sun Exposure
NoWind, !- Wind Exposure
, !- View Factor to Ground
4, !- Number of Vertices
46.421, !- Vertex 1 X-coordinate {m}
61.783, !- Vertex 1 Y-coordinate {m}
2.134, !- Vertex 1 Z-coordinate {m}
46.421, !- Vertex 2 X-coordinate {m}
61.783, !- Vertex 2 Y-coordinate {m}
0, !- Vertex 2 Z-coordinate {m}
46.421, !- Vertex 3 X-coordinate {m}
57.812, !- Vertex 3 Y-coordinate {m}
0, !- Vertex 3 Z-coordinate {m}
46.421, !- Vertex 4 X-coordinate {m}
57.812, !- Vertex 4 Y-coordinate {m}
2.134, !- Vertex 4 Z-coordinate {m}
, !- Vertex 5 X-coordinate {m}
, !- Vertex 5 Y-coordinate {m}
, !- Vertex 5 Z-coordinate {m}
, !- Vertex 6 X-coordinate {m}
, !- Vertex 6 Y-coordinate {m}
, !- Vertex 6 Z-coordinate {m}
, !- Vertex 7 X-coordinate {m}
, !- Vertex 7 Y-coordinate {m}
, !- Vertex 7 Z-coordinate {m}
, !- Vertex 8 X-coordinate {m}
, !- Vertex 8 Y-coordinate {m}
, !- Vertex 8 Z-coordinate {m}
, !- Vertex 9 X-coordinate {m}
, !- Vertex 9 Y-coordinate {m}
, !- Vertex 9 Z-coordinate {m}
, !- Vertex 10 X-coordinate {m}
, !- Vertex 10 Y-coordinate {m}
, !- Vertex 10 Z-coordinate {m}
, !- Vertex 11 X-coordinate {m}
, !- Vertex 11 Y-coordinate {m}
, !- Vertex 11 Z-coordinate {m}
, !- Vertex 12 X-coordinate {m}
, !- Vertex 12 Y-coordinate {m}
, !- Vertex 12 Z-coordinate {m}
, !- Vertex 13 X-coordinate {m}
, !- Vertex 13 Y-coordinate {m}
, !- Vertex 13 Z-coordinate {m}
, !- Vertex 14 X-coordinate {m}
, !- Vertex 14 Y-coordinate {m}
, !- Vertex 14 Z-coordinate {m}
, !- Vertex 15 X-coordinate {m}
, !- Vertex 15 Y-coordinate {m}
, !- Vertex 15 Z-coordinate {m}
, !- Vertex 16 X-coordinate {m}
, !- Vertex 16 Y-coordinate {m}
, !- Vertex 16 Z-coordinate {m}
, !- Vertex 17 X-coordinate {m}
, !- Vertex 17 Y-coordinate {m}
, !- Vertex 17 Z-coordinate {m}
, !- Vertex 18 X-coordinate {m}
, !- Vertex 18 Y-coordinate {m}
, !- Vertex 18 Z-coordinate {m}
, !- Vertex 19 X-coordinate {m}
, !- Vertex 19 Y-coordinate {m}
, !- Vertex 19 Z-coordinate {m}
, !- Vertex 20 X-coordinate {m}
, !- Vertex 20 Y-coordinate {m}
; !- Vertex 20 Z-coordinate {m}
BuildingSurface:Detailed,
L1-114-Backstock_Srf_4, !- Name
Wall, !- Surface Type
Hole, !- Construction Name
L1-114-Backstock Thermal Zone, !- Zone Name
Surface, !- Outside Boundary Condition
L1-101-SalesRefrigerationReachInDairy3_Srf_3, !- Outside Boundary Condition Object
NoSun, !- Sun Exposure
NoWind, !- Wind Exposure
, !- View Factor to Ground
4, !- Number of Vertices
46.421, !- Vertex 1 X-coordinate {m}
57.812, !- Vertex 1 Y-coordinate {m}
2.134, !- Vertex 1 Z-coordinate {m}
46.421, !- Vertex 2 X-coordinate {m}
57.812, !- Vertex 2 Y-coordinate {m}
0, !- Vertex 2 Z-coordinate {m}
49.53, !- Vertex 3 X-coordinate {m}
57.812, !- Vertex 3 Y-coordinate {m}
0, !- Vertex 3 Z-coordinate {m}
49.53, !- Vertex 4 X-coordinate {m}
57.812, !- Vertex 4 Y-coordinate {m}
2.134, !- Vertex 4 Z-coordinate {m}
, !- Vertex 5 X-coordinate {m}
, !- Vertex 5 Y-coordinate {m}
, !- Vertex 5 Z-coordinate {m}
, !- Vertex 6 X-coordinate {m}
, !- Vertex 6 Y-coordinate {m}
, !- Vertex 6 Z-coordinate {m}
, !- Vertex 7 X-coordinate {m}
, !- Vertex 7 Y-coordinate {m}
, !- Vertex 7 Z-coordinate {m}
, !- Vertex 8 X-coordinate {m}
, !- Vertex 8 Y-coordinate {m}
, !- Vertex 8 Z-coordinate {m}
, !- Vertex 9 X-coordinate {m}
, !- Vertex 9 Y-coordinate {m}
, !- Vertex 9 Z-coordinate {m}
, !- Vertex 10 X-coordinate {m}
, !- Vertex 10 Y-coordinate {m}
, !- Vertex 10 Z-coordinate {m}
, !- Vertex 11 X-coordinate {m}
, !- Vertex 11 Y-coordinate {m}
, !- Vertex 11 Z-coordinate {m}
, !- Vertex 12 X-coordinate {m}
, !- Vertex 12 Y-coordinate {m}
, !- Vertex 12 Z-coordinate {m}
, !- Vertex 13 X-coordinate {m}
, !- Vertex 13 Y-coordinate {m}
, !- Vertex 13 Z-coordinate {m}
, !- Vertex 14 X-coordinate {m}
, !- Vertex 14 Y-coordinate {m}
, !- Vertex 14 Z-coordinate {m}
, !- Vertex 15 X-coordinate {m}
, !- Vertex 15 Y-coordinate {m}
, !- Vertex 15 Z-coordinate {m}
, !- Vertex 16 X-coordinate {m}
, !- Vertex 16 Y-coordinate {m}
, !- Vertex 16 Z-coordinate {m}
, !- Vertex 17 X-coordinate {m}
, !- Vertex 17 Y-coordinate {m}
, !- Vertex 17 Z-coordinate {m}
, !- Vertex 18 X-coordinate {m}
, !- Vertex 18 Y-coordinate {m}
, !- Vertex 18 Z-coordinate {m}
, !- Vertex 19 X-coordinate {m}
, !- Vertex 19 Y-coordinate {m}
, !- Vertex 19 Z-coordinate {m}
, !- Vertex 20 X-coordinate {m}
, !- Vertex 20 Y-coordinate {m}
; !- Vertex 20 Z-coordinate {m}
BuildingSurface:Detailed,
L1-114-Backstock_Srf_5, !- Name
Wall, !- Surface Type
Hole, !- Construction Name
L1-114-Backstock Thermal Zone, !- Zone Name
Surface, !- Outside Boundary Condition
L1-101-SalesCirculation3_Srf_7, !- Outside Boundary Condition Object
NoSun, !- Sun Exposure
NoWind, !- Wind Exposure
, !- View Factor to Ground
4, !- Number of Vertices
49.53, !- Vertex 1 X-coordinate {m}
57.812, !- Vertex 1 Y-coordinate {m}
2.134, !- Vertex 1 Z-coordinate {m}
49.53, !- Vertex 2 X-coordinate {m}
57.812, !- Vertex 2 Y-coordinate {m}
0, !- Vertex 2 Z-coordinate {m}
50.688, !- Vertex 3 X-coordinate {m}
57.812, !- Vertex 3 Y-coordinate {m}
0, !- Vertex 3 Z-coordinate {m}
50.688, !- Vertex 4 X-coordinate {m}
57.812, !- Vertex 4 Y-coordinate {m}
2.134, !- Vertex 4 Z-coordinate {m}
, !- Vertex 5 X-coordinate {m}
, !- Vertex 5 Y-coordinate {m}
, !- Vertex 5 Z-coordinate {m}
, !- Vertex 6 X-coordinate {m}
, !- Vertex 6 Y-coordinate {m}
, !- Vertex 6 Z-coordinate {m}
, !- Vertex 7 X-coordinate {m}
, !- Vertex 7 Y-coordinate {m}
, !- Vertex 7 Z-coordinate {m}
, !- Vertex 8 X-coordinate {m}
, !- Vertex 8 Y-coordinate {m}
, !- Vertex 8 Z-coordinate {m}
, !- Vertex 9 X-coordinate {m}
, !- Vertex 9 Y-coordinate {m}
, !- Vertex 9 Z-coordinate {m}
, !- Vertex 10 X-coordinate {m}
, !- Vertex 10 Y-coordinate {m}
, !- Vertex 10 Z-coordinate {m}
, !- Vertex 11 X-coordinate {m}
, !- Vertex 11 Y-coordinate {m}
, !- Vertex 11 Z-coordinate {m}
, !- Vertex 12 X-coordinate {m}
, !- Vertex 12 Y-coordinate {m}
, !- Vertex 12 Z-coordinate {m}
, !- Vertex 13 X-coordinate {m}
, !- Vertex 13 Y-coordinate {m}
, !- Vertex 13 Z-coordinate {m}
, !- Vertex 14 X-coordinate {m}
, !- Vertex 14 Y-coordinate {m}
, !- Vertex 14 Z-coordinate {m}
, !- Vertex 15 X-coordinate {m}
, !- Vertex 15 Y-coordinate {m}
, !- Vertex 15 Z-coordinate {m}
, !- Vertex 16 X-coordinate {m}
, !- Vertex 16 Y-coordinate {m}
, !- Vertex 16 Z-coordinate {m}
, !- Vertex 17 X-coordinate {m}
, !- Vertex 17 Y-coordinate {m}
, !- Vertex 17 Z-coordinate {m}
, !- Vertex 18 X-coordinate {m}
, !- Vertex 18 Y-coordinate {m}
, !- Vertex 18 Z-coordinate {m}
, !- Vertex 19 X-coordinate {m}
, !- Vertex 19 Y-coordinate {m}
, !- Vertex 19 Z-coordinate {m}
, !- Vertex 20 X-coordinate {m}
, !- Vertex 20 Y-coordinate {m}
; !- Vertex 20 Z-coordinate {m}
BuildingSurface:Detailed,
L1-114-Backstock_Srf_6, !- Name
Wall, !- Surface Type
Hole, !- Construction Name
L1-114-Backstock Thermal Zone, !- Zone Name
Surface, !- Outside Boundary Condition
L1-101-SalesRefrigerationReachInMeatSubstitutes_Srf_7, !- Outside Boundary Condition Object
NoSun, !- Sun Exposure
NoWind, !- Wind Exposure
, !- View Factor to Ground
4, !- Number of Vertices
50.688, !- Vertex 1 X-coordinate {m}
57.812, !- Vertex 1 Y-coordinate {m}
2.134, !- Vertex 1 Z-coordinate {m}
50.688, !- Vertex 2 X-coordinate {m}
57.812, !- Vertex 2 Y-coordinate {m}
0, !- Vertex 2 Z-coordinate {m}
50.688, !- Vertex 3 X-coordinate {m}
58.369, !- Vertex 3 Y-coordinate {m}
0, !- Vertex 3 Z-coordinate {m}
50.688, !- Vertex 4 X-coordinate {m}
58.369, !- Vertex 4 Y-coordinate {m}
2.134, !- Vertex 4 Z-coordinate {m}
, !- Vertex 5 X-coordinate {m}
, !- Vertex 5 Y-coordinate {m}
, !- Vertex 5 Z-coordinate {m}
, !- Vertex 6 X-coordinate {m}
, !- Vertex 6 Y-coordinate {m}
, !- Vertex 6 Z-coordinate {m}
, !- Vertex 7 X-coordinate {m}
, !- Vertex 7 Y-coordinate {m}
, !- Vertex 7 Z-coordinate {m}
, !- Vertex 8 X-coordinate {m}
, !- Vertex 8 Y-coordinate {m}
, !- Vertex 8 Z-coordinate {m}
, !- Vertex 9 X-coordinate {m}
, !- Vertex 9 Y-coordinate {m}
, !- Vertex 9 Z-coordinate {m}
, !- Vertex 10 X-coordinate {m}
, !- Vertex 10 Y-coordinate {m}
, !- Vertex 10 Z-coordinate {m}
, !- Vertex 11 X-coordinate {m}
, !- Vertex 11 Y-coordinate {m}
, !- Vertex 11 Z-coordinate {m}
, !- Vertex 12 X-coordinate {m}
, !- Vertex 12 Y-coordinate {m}
, !- Vertex 12 Z-coordinate {m}
, !- Vertex 13 X-coordinate {m}
, !- Vertex 13 Y-coordinate {m}
, !- Vertex 13 Z-coordinate {m}
, !- Vertex 14 X-coordinate {m}
, !- Vertex 14 Y-coordinate {m}
, !- Vertex 14 Z-coordinate {m}
, !- Vertex 15 X-coordinate {m}
, !- Vertex 15 Y-coordinate {m}
, !- Vertex 15 Z-coordinate {m}
, !- Vertex 16 X-coordinate {m}
, !- Vertex 16 Y-coordinate {m}
, !- Vertex 16 Z-coordinate {m}
, !- Vertex 17 X-coordinate {m}
, !- Vertex 17 Y-coordinate {m}
, !- Vertex 17 Z-coordinate {m}
, !- Vertex 18 X-coordinate {m}
, !- Vertex 18 Y-coordinate {m}
, !- Vertex 18 Z-coordinate {m}
, !- Vertex 19 X-coordinate {m}
, !- Vertex 19 Y-coordinate {m}
, !- Vertex 19 Z-coordinate {m}
, !- Vertex 20 X-coordinate {m}
, !- Vertex 20 Y-coordinate {m}
; !- Vertex 20 Z-coordinate {m}
BuildingSurface:Detailed,
L1-114-Backstock_Srf_7, !- Name
Ceiling, !- Surface Type
Hole, !- Construction Name
L1-114-Backstock Thermal Zone, !- Zone Name
Surface, !- Outside Boundary Condition
L1S1-Backstock_Srf_0, !- Outside Boundary Condition Object
NoSun, !- Sun Exposure
NoWind, !- Wind Exposure
, !- View Factor to Ground
4, !- Number of Vertices
46.421, !- Vertex 1 X-coordinate {m}
61.783, !- Vertex 1 Y-coordinate {m}
2.134, !- Vertex 1 Z-coordinate {m}
46.421, !- Vertex 2 X-coordinate {m}
57.812, !- Vertex 2 Y-coordinate {m}
2.134, !- Vertex 2 Z-coordinate {m}
50.688, !- Vertex 3 X-coordinate {m}
57.812, !- Vertex 3 Y-coordinate {m}
2.134, !- Vertex 3 Z-coordinate {m}
50.688, !- Vertex 4 X-coordinate {m}
61.783, !- Vertex 4 Y-coordinate {m}
2.134, !- Vertex 4 Z-coordinate {m}
, !- Vertex 5 X-coordinate {m}
, !- Vertex 5 Y-coordinate {m}
, !- Vertex 5 Z-coordinate {m}
, !- Vertex 6 X-coordinate {m}
, !- Vertex 6 Y-coordinate {m}
, !- Vertex 6 Z-coordinate {m}
, !- Vertex 7 X-coordinate {m}
, !- Vertex 7 Y-coordinate {m}
, !- Vertex 7 Z-coordinate {m}
, !- Vertex 8 X-coordinate {m}
, !- Vertex 8 Y-coordinate {m}
, !- Vertex 8 Z-coordinate {m}
, !- Vertex 9 X-coordinate {m}
, !- Vertex 9 Y-coordinate {m}
, !- Vertex 9 Z-coordinate {m}
, !- Vertex 10 X-coordinate {m}
, !- Vertex 10 Y-coordinate {m}
, !- Vertex 10 Z-coordinate {m}
, !- Vertex 11 X-coordinate {m}
, !- Vertex 11 Y-coordinate {m}
, !- Vertex 11 Z-coordinate {m}
, !- Vertex 12 X-coordinate {m}
, !- Vertex 12 Y-coordinate {m}
, !- Vertex 12 Z-coordinate {m}
, !- Vertex 13 X-coordinate {m}
, !- Vertex 13 Y-coordinate {m}
, !- Vertex 13 Z-coordinate {m}
, !- Vertex 14 X-coordinate {m}
, !- Vertex 14 Y-coordinate {m}
, !- Vertex 14 Z-coordinate {m}
, !- Vertex 15 X-coordinate {m}
, !- Vertex 15 Y-coordinate {m}
, !- Vertex 15 Z-coordinate {m}
, !- Vertex 16 X-coordinate {m}
, !- Vertex 16 Y-coordinate {m}
, !- Vertex 16 Z-coordinate {m}
, !- Vertex 17 X-coordinate {m}
, !- Vertex 17 Y-coordinate {m}
, !- Vertex 17 Z-coordinate {m}
, !- Vertex 18 X-coordinate {m}
, !- Vertex 18 Y-coordinate {m}
, !- Vertex 18 Z-coordinate {m}
, !- Vertex 19 X-coordinate {m}
, !- Vertex 19 Y-coordinate {m}
, !- Vertex 19 Z-coordinate {m}
, !- Vertex 20 X-coordinate {m}
, !- Vertex 20 Y-coordinate {m}
; !- Vertex 20 Z-coordinate {m}
BuildingSurface:Detailed,
L1-115-MeatSeafoodCooler_Srf_0, !- Name
Floor, !- Surface Type
Hole, !- Construction Name
L1-115-MeatSeafoodCooler Thermal Zone, !- Zone Name
ground, !- Outside Boundary Condition
, !- Outside Boundary Condition Object
NoSun, !- Sun Exposure
NoWind, !- Wind Exposure
, !- View Factor to Ground
4, !- Number of Vertices
54.529, !- Vertex 1 X-coordinate {m}
61.783, !- Vertex 1 Y-coordinate {m}
0, !- Vertex 1 Z-coordinate {m}
54.529, !- Vertex 2 X-coordinate {m}
58.369, !- Vertex 2 Y-coordinate {m}
0, !- Vertex 2 Z-coordinate {m}
50.688, !- Vertex 3 X-coordinate {m}
58.369, !- Vertex 3 Y-coordinate {m}
0, !- Vertex 3 Z-coordinate {m}
50.688, !- Vertex 4 X-coordinate {m}
61.783, !- Vertex 4 Y-coordinate {m}
0, !- Vertex 4 Z-coordinate {m}
, !- Vertex 5 X-coordinate {m}
, !- Vertex 5 Y-coordinate {m}
, !- Vertex 5 Z-coordinate {m}
, !- Vertex 6 X-coordinate {m}
, !- Vertex 6 Y-coordinate {m}
, !- Vertex 6 Z-coordinate {m}
, !- Vertex 7 X-coordinate {m}
, !- Vertex 7 Y-coordinate {m}
, !- Vertex 7 Z-coordinate {m}
, !- Vertex 8 X-coordinate {m}
, !- Vertex 8 Y-coordinate {m}
, !- Vertex 8 Z-coordinate {m}
, !- Vertex 9 X-coordinate {m}
, !- Vertex 9 Y-coordinate {m}
, !- Vertex 9 Z-coordinate {m}
, !- Vertex 10 X-coordinate {m}
, !- Vertex 10 Y-coordinate {m}
, !- Vertex 10 Z-coordinate {m}
, !- Vertex 11 X-coordinate {m}
, !- Vertex 11 Y-coordinate {m}
, !- Vertex 11 Z-coordinate {m}
, !- Vertex 12 X-coordinate {m}
, !- Vertex 12 Y-coordinate {m}
, !- Vertex 12 Z-coordinate {m}
, !- Vertex 13 X-coordinate {m}
, !- Vertex 13 Y-coordinate {m}
, !- Vertex 13 Z-coordinate {m}
, !- Vertex 14 X-coordinate {m}
, !- Vertex 14 Y-coordinate {m}
, !- Vertex 14 Z-coordinate {m}
, !- Vertex 15 X-coordinate {m}
, !- Vertex 15 Y-coordinate {m}
, !- Vertex 15 Z-coordinate {m}
, !- Vertex 16 X-coordinate {m}
, !- Vertex 16 Y-coordinate {m}
, !- Vertex 16 Z-coordinate {m}
, !- Vertex 17 X-coordinate {m}
, !- Vertex 17 Y-coordinate {m}
, !- Vertex 17 Z-coordinate {m}
, !- Vertex 18 X-coordinate {m}
, !- Vertex 18 Y-coordinate {m}
, !- Vertex 18 Z-coordinate {m}
, !- Vertex 19 X-coordinate {m}
, !- Vertex 19 Y-coordinate {m}
, !- Vertex 19 Z-coordinate {m}
, !- Vertex 20 X-coordinate {m}
, !- Vertex 20 Y-coordinate {m}
; !- Vertex 20 Z-coordinate {m}
BuildingSurface:Detailed,
L1-115-MeatSeafoodCooler_Srf_1, !- Name
Wall, !- Surface Type
Hole, !- Construction Name
L1-115-MeatSeafoodCooler Thermal Zone, !- Zone Name
Surface, !- Outside Boundary Condition
L1-101-SalesRefrigerationReachInMeatSubstitutes_Srf_6, !- Outside Boundary Condition Object
NoSun, !- Sun Exposure
NoWind, !- Wind Exposure
, !- View Factor to Ground
4, !- Number of Vertices
50.688, !- Vertex 1 X-coordinate {m}
58.369, !- Vertex 1 Y-coordinate {m}
2.134, !- Vertex 1 Z-coordinate {m}
50.688, !- Vertex 2 X-coordinate {m}
58.369, !- Vertex 2 Y-coordinate {m}
0, !- Vertex 2 Z-coordinate {m}
54.529, !- Vertex 3 X-coordinate {m}
58.369, !- Vertex 3 Y-coordinate {m}
0, !- Vertex 3 Z-coordinate {m}
54.529, !- Vertex 4 X-coordinate {m}
58.369, !- Vertex 4 Y-coordinate {m}
2.134, !- Vertex 4 Z-coordinate {m}
, !- Vertex 5 X-coordinate {m}
, !- Vertex 5 Y-coordinate {m}
, !- Vertex 5 Z-coordinate {m}
, !- Vertex 6 X-coordinate {m}
, !- Vertex 6 Y-coordinate {m}
, !- Vertex 6 Z-coordinate {m}
, !- Vertex 7 X-coordinate {m}
, !- Vertex 7 Y-coordinate {m}
, !- Vertex 7 Z-coordinate {m}
, !- Vertex 8 X-coordinate {m}
, !- Vertex 8 Y-coordinate {m}
, !- Vertex 8 Z-coordinate {m}
, !- Vertex 9 X-coordinate {m}
, !- Vertex 9 Y-coordinate {m}
, !- Vertex 9 Z-coordinate {m}
, !- Vertex 10 X-coordinate {m}
, !- Vertex 10 Y-coordinate {m}
, !- Vertex 10 Z-coordinate {m}
, !- Vertex 11 X-coordinate {m}
, !- Vertex 11 Y-coordinate {m}
, !- Vertex 11 Z-coordinate {m}
, !- Vertex 12 X-coordinate {m}
, !- Vertex 12 Y-coordinate {m}
, !- Vertex 12 Z-coordinate {m}
, !- Vertex 13 X-coordinate {m}
, !- Vertex 13 Y-coordinate {m}
, !- Vertex 13 Z-coordinate {m}
, !- Vertex 14 X-coordinate {m}
, !- Vertex 14 Y-coordinate {m}
, !- Vertex 14 Z-coordinate {m}
, !- Vertex 15 X-coordinate {m}
, !- Vertex 15 Y-coordinate {m}
, !- Vertex 15 Z-coordinate {m}
, !- Vertex 16 X-coordinate {m}
, !- Vertex 16 Y-coordinate {m}
, !- Vertex 16 Z-coordinate {m}
, !- Vertex 17 X-coordinate {m}
, !- Vertex 17 Y-coordinate {m}
, !- Vertex 17 Z-coordinate {m}
, !- Vertex 18 X-coordinate {m}
, !- Vertex 18 Y-coordinate {m}
, !- Vertex 18 Z-coordinate {m}
, !- Vertex 19 X-coordinate {m}
, !- Vertex 19 Y-coordinate {m}
, !- Vertex 19 Z-coordinate {m}
, !- Vertex 20 X-coordinate {m}
, !- Vertex 20 Y-coordinate {m}
; !- Vertex 20 Z-coordinate {m}
BuildingSurface:Detailed,
L1-115-MeatSeafoodCooler_Srf_2, !- Name
Wall, !- Surface Type
Hole, !- Construction Name
L1-115-MeatSeafoodCooler Thermal Zone, !- Zone Name
Surface, !- Outside Boundary Condition
L1-116-MeatService_Srf_3,!- Outside Boundary Condition Object
NoSun, !- Sun Exposure
NoWind, !- Wind Exposure
, !- View Factor to Ground
4, !- Number of Vertices
54.529, !- Vertex 1 X-coordinate {m}
58.369, !- Vertex 1 Y-coordinate {m}
2.134, !- Vertex 1 Z-coordinate {m}
54.529, !- Vertex 2 X-coordinate {m}
58.369, !- Vertex 2 Y-coordinate {m}
0, !- Vertex 2 Z-coordinate {m}
54.529, !- Vertex 3 X-coordinate {m}
61.783, !- Vertex 3 Y-coordinate {m}
0, !- Vertex 3 Z-coordinate {m}
54.529, !- Vertex 4 X-coordinate {m}
61.783, !- Vertex 4 Y-coordinate {m}
2.134, !- Vertex 4 Z-coordinate {m}
, !- Vertex 5 X-coordinate {m}
, !- Vertex 5 Y-coordinate {m}
, !- Vertex 5 Z-coordinate {m}
, !- Vertex 6 X-coordinate {m}
, !- Vertex 6 Y-coordinate {m}
, !- Vertex 6 Z-coordinate {m}
, !- Vertex 7 X-coordinate {m}
, !- Vertex 7 Y-coordinate {m}
, !- Vertex 7 Z-coordinate {m}
, !- Vertex 8 X-coordinate {m}
, !- Vertex 8 Y-coordinate {m}
, !- Vertex 8 Z-coordinate {m}
, !- Vertex 9 X-coordinate {m}
, !- Vertex 9 Y-coordinate {m}
, !- Vertex 9 Z-coordinate {m}
, !- Vertex 10 X-coordinate {m}
, !- Vertex 10 Y-coordinate {m}
, !- Vertex 10 Z-coordinate {m}
, !- Vertex 11 X-coordinate {m}
, !- Vertex 11 Y-coordinate {m}
, !- Vertex 11 Z-coordinate {m}
, !- Vertex 12 X-coordinate {m}
, !- Vertex 12 Y-coordinate {m}
, !- Vertex 12 Z-coordinate {m}
, !- Vertex 13 X-coordinate {m}
, !- Vertex 13 Y-coordinate {m}
, !- Vertex 13 Z-coordinate {m}
, !- Vertex 14 X-coordinate {m}
, !- Vertex 14 Y-coordinate {m}
, !- Vertex 14 Z-coordinate {m}
, !- Vertex 15 X-coordinate {m}
, !- Vertex 15 Y-coordinate {m}
, !- Vertex 15 Z-coordinate {m}
, !- Vertex 16 X-coordinate {m}
, !- Vertex 16 Y-coordinate {m}
, !- Vertex 16 Z-coordinate {m}
, !- Vertex 17 X-coordinate {m}
, !- Vertex 17 Y-coordinate {m}
, !- Vertex 17 Z-coordinate {m}
, !- Vertex 18 X-coordinate {m}
, !- Vertex 18 Y-coordinate {m}
, !- Vertex 18 Z-coordinate {m}
, !- Vertex 19 X-coordinate {m}
, !- Vertex 19 Y-coordinate {m}
, !- Vertex 19 Z-coordinate {m}
, !- Vertex 20 X-coordinate {m}
, !- Vertex 20 Y-coordinate {m}
; !- Vertex 20 Z-coordinate {m}
BuildingSurface:Detailed,
L1-115-MeatSeafoodCooler_Srf_3, !- Name
Wall, !- Surface Type
Wall_Exterior, !- Construction Name
L1-115-MeatSeafoodCooler Thermal Zone, !- Zone Name
Outdoors, !- Outside Boundary Condition
, !- Outside Boundary Condition Object
SunExposed, !- Sun Exposure
WindExposed, !- Wind Exposure
, !- View Factor to Ground
4, !- Number of Vertices
54.529, !- Vertex 1 X-coordinate {m}
61.783, !- Vertex 1 Y-coordinate {m}
2.134, !- Vertex 1 Z-coordinate {m}
54.529, !- Vertex 2 X-coordinate {m}
61.783, !- Vertex 2 Y-coordinate {m}
0, !- Vertex 2 Z-coordinate {m}
50.688, !- Vertex 3 X-coordinate {m}
61.783, !- Vertex 3 Y-coordinate {m}
0, !- Vertex 3 Z-coordinate {m}
50.688, !- Vertex 4 X-coordinate {m}
61.783, !- Vertex 4 Y-coordinate {m}
2.134, !- Vertex 4 Z-coordinate {m}
, !- Vertex 5 X-coordinate {m}
, !- Vertex 5 Y-coordinate {m}
, !- Vertex 5 Z-coordinate {m}
, !- Vertex 6 X-coordinate {m}
, !- Vertex 6 Y-coordinate {m}
, !- Vertex 6 Z-coordinate {m}
, !- Vertex 7 X-coordinate {m}
, !- Vertex 7 Y-coordinate {m}
, !- Vertex 7 Z-coordinate {m}
, !- Vertex 8 X-coordinate {m}
, !- Vertex 8 Y-coordinate {m}
, !- Vertex 8 Z-coordinate {m}
, !- Vertex 9 X-coordinate {m}
, !- Vertex 9 Y-coordinate {m}
, !- Vertex 9 Z-coordinate {m}
, !- Vertex 10 X-coordinate {m}
, !- Vertex 10 Y-coordinate {m}
, !- Vertex 10 Z-coordinate {m}
, !- Vertex 11 X-coordinate {m}
, !- Vertex 11 Y-coordinate {m}
, !- Vertex 11 Z-coordinate {m}
, !- Vertex 12 X-coordinate {m}
, !- Vertex 12 Y-coordinate {m}
, !- Vertex 12 Z-coordinate {m}
, !- Vertex 13 X-coordinate {m}
, !- Vertex 13 Y-coordinate {m}
, !- Vertex 13 Z-coordinate {m}
, !- Vertex 14 X-coordinate {m}
, !- Vertex 14 Y-coordinate {m}
, !- Vertex 14 Z-coordinate {m}
, !- Vertex 15 X-coordinate {m}
, !- Vertex 15 Y-coordinate {m}
, !- Vertex 15 Z-coordinate {m}
, !- Vertex 16 X-coordinate {m}
, !- Vertex 16 Y-coordinate {m}
, !- Vertex 16 Z-coordinate {m}
, !- Vertex 17 X-coordinate {m}
, !- Vertex 17 Y-coordinate {m}
, !- Vertex 17 Z-coordinate {m}
, !- Vertex 18 X-coordinate {m}
, !- Vertex 18 Y-coordinate {m}
, !- Vertex 18 Z-coordinate {m}
, !- Vertex 19 X-coordinate {m}
, !- Vertex 19 Y-coordinate {m}
, !- Vertex 19 Z-coordinate {m}
, !- Vertex 20 X-coordinate {m}
, !- Vertex 20 Y-coordinate {m}
; !- Vertex 20 Z-coordinate {m}
BuildingSurface:Detailed,
L1-115-MeatSeafoodCooler_Srf_4, !- Name
Wall, !- Surface Type
Hole, !- Construction Name
L1-115-MeatSeafoodCooler Thermal Zone, !- Zone Name
Surface, !- Outside Boundary Condition
L1-114-Backstock_Srf_1, !- Outside Boundary Condition Object
NoSun, !- Sun Exposure
NoWind, !- Wind Exposure
, !- View Factor to Ground
4, !- Number of Vertices
50.688, !- Vertex 1 X-coordinate {m}
61.783, !- Vertex 1 Y-coordinate {m}
2.134, !- Vertex 1 Z-coordinate {m}
50.688, !- Vertex 2 X-coordinate {m}
61.783, !- Vertex 2 Y-coordinate {m}
0, !- Vertex 2 Z-coordinate {m}
50.688, !- Vertex 3 X-coordinate {m}
58.369, !- Vertex 3 Y-coordinate {m}
0, !- Vertex 3 Z-coordinate {m}
50.688, !- Vertex 4 X-coordinate {m}
58.369, !- Vertex 4 Y-coordinate {m}
2.134, !- Vertex 4 Z-coordinate {m}
, !- Vertex 5 X-coordinate {m}
, !- Vertex 5 Y-coordinate {m}
, !- Vertex 5 Z-coordinate {m}
, !- Vertex 6 X-coordinate {m}
, !- Vertex 6 Y-coordinate {m}
, !- Vertex 6 Z-coordinate {m}
, !- Vertex 7 X-coordinate {m}
, !- Vertex 7 Y-coordinate {m}
, !- Vertex 7 Z-coordinate {m}
, !- Vertex 8 X-coordinate {m}
, !- Vertex 8 Y-coordinate {m}
, !- Vertex 8 Z-coordinate {m}
, !- Vertex 9 X-coordinate {m}
, !- Vertex 9 Y-coordinate {m}
, !- Vertex 9 Z-coordinate {m}
, !- Vertex 10 X-coordinate {m}
, !- Vertex 10 Y-coordinate {m}
, !- Vertex 10 Z-coordinate {m}
, !- Vertex 11 X-coordinate {m}
, !- Vertex 11 Y-coordinate {m}
, !- Vertex 11 Z-coordinate {m}
, !- Vertex 12 X-coordinate {m}
, !- Vertex 12 Y-coordinate {m}
, !- Vertex 12 Z-coordinate {m}
, !- Vertex 13 X-coordinate {m}
, !- Vertex 13 Y-coordinate {m}
, !- Vertex 13 Z-coordinate {m}
, !- Vertex 14 X-coordinate {m}
, !- Vertex 14 Y-coordinate {m}
, !- Vertex 14 Z-coordinate {m}
, !- Vertex 15 X-coordinate {m}
, !- Vertex 15 Y-coordinate {m}
, !- Vertex 15 Z-coordinate {m}
, !- Vertex 16 X-coordinate {m}
, !- Vertex 16 Y-coordinate {m}
, !- Vertex 16 Z-coordinate {m}
, !- Vertex 17 X-coordinate {m}
, !- Vertex 17 Y-coordinate {m}
, !- Vertex 17 Z-coordinate {m}
, !- Vertex 18 X-coordinate {m}
, !- Vertex 18 Y-coordinate {m}
, !- Vertex 18 Z-coordinate {m}
, !- Vertex 19 X-coordinate {m}
, !- Vertex 19 Y-coordinate {m}
, !- Vertex 19 Z-coordinate {m}
, !- Vertex 20 X-coordinate {m}
, !- Vertex 20 Y-coordinate {m}
; !- Vertex 20 Z-coordinate {m}
BuildingSurface:Detailed,
L1-115-MeatSeafoodCooler_Srf_5, !- Name
Ceiling, !- Surface Type
Hole, !- Construction Name
L1-115-MeatSeafoodCooler Thermal Zone, !- Zone Name
Surface, !- Outside Boundary Condition
L1S1-MeatSeafoodCooler_Srf_0, !- Outside Boundary Condition Object
NoSun, !- Sun Exposure
NoWind, !- Wind Exposure
, !- View Factor to Ground
4, !- Number of Vertices
50.688, !- Vertex 1 X-coordinate {m}
61.783, !- Vertex 1 Y-coordinate {m}
2.134, !- Vertex 1 Z-coordinate {m}
50.688, !- Vertex 2 X-coordinate {m}
58.369, !- Vertex 2 Y-coordinate {m}
2.134, !- Vertex 2 Z-coordinate {m}
54.529, !- Vertex 3 X-coordinate {m}
58.369, !- Vertex 3 Y-coordinate {m}
2.134, !- Vertex 3 Z-coordinate {m}
54.529, !- Vertex 4 X-coordinate {m}
61.783, !- Vertex 4 Y-coordinate {m}
2.134, !- Vertex 4 Z-coordinate {m}
, !- Vertex 5 X-coordinate {m}
, !- Vertex 5 Y-coordinate {m}
, !- Vertex 5 Z-coordinate {m}
, !- Vertex 6 X-coordinate {m}
, !- Vertex 6 Y-coordinate {m}
, !- Vertex 6 Z-coordinate {m}
, !- Vertex 7 X-coordinate {m}
, !- Vertex 7 Y-coordinate {m}
, !- Vertex 7 Z-coordinate {m}
, !- Vertex 8 X-coordinate {m}
, !- Vertex 8 Y-coordinate {m}
, !- Vertex 8 Z-coordinate {m}
, !- Vertex 9 X-coordinate {m}
, !- Vertex 9 Y-coordinate {m}
, !- Vertex 9 Z-coordinate {m}
, !- Vertex 10 X-coordinate {m}
, !- Vertex 10 Y-coordinate {m}
, !- Vertex 10 Z-coordinate {m}
, !- Vertex 11 X-coordinate {m}
, !- Vertex 11 Y-coordinate {m}
, !- Vertex 11 Z-coordinate {m}
, !- Vertex 12 X-coordinate {m}
, !- Vertex 12 Y-coordinate {m}
, !- Vertex 12 Z-coordinate {m}
, !- Vertex 13 X-coordinate {m}
, !- Vertex 13 Y-coordinate {m}
, !- Vertex 13 Z-coordinate {m}
, !- Vertex 14 X-coordinate {m}
, !- Vertex 14 Y-coordinate {m}
, !- Vertex 14 Z-coordinate {m}
, !- Vertex 15 X-coordinate {m}
, !- Vertex 15 Y-coordinate {m}
, !- Vertex 15 Z-coordinate {m}
, !- Vertex 16 X-coordinate {m}
, !- Vertex 16 Y-coordinate {m}
, !- Vertex 16 Z-coordinate {m}
, !- Vertex 17 X-coordinate {m}
, !- Vertex 17 Y-coordinate {m}
, !- Vertex 17 Z-coordinate {m}
, !- Vertex 18 X-coordinate {m}
, !- Vertex 18 Y-coordinate {m}
, !- Vertex 18 Z-coordinate {m}
, !- Vertex 19 X-coordinate {m}
, !- Vertex 19 Y-coordinate {m}
, !- Vertex 19 Z-coordinate {m}
, !- Vertex 20 X-coordinate {m}
, !- Vertex 20 Y-coordinate {m}
; !- Vertex 20 Z-coordinate {m}
BuildingSurface:Detailed,
L1-116-MeatService_Srf_0,!- Name
Floor, !- Surface Type
Hole, !- Construction Name
L1-116-MeatService Thermal Zone, !- Zone Name
ground, !- Outside Boundary Condition
, !- Outside Boundary Condition Object
NoSun, !- Sun Exposure
NoWind, !- Wind Exposure
, !- View Factor to Ground
4, !- Number of Vertices
60.738, !- Vertex 1 X-coordinate {m}
61.783, !- Vertex 1 Y-coordinate {m}
0, !- Vertex 1 Z-coordinate {m}
60.738, !- Vertex 2 X-coordinate {m}
57.812, !- Vertex 2 Y-coordinate {m}
0, !- Vertex 2 Z-coordinate {m}
54.529, !- Vertex 3 X-coordinate {m}
57.812, !- Vertex 3 Y-coordinate {m}
0, !- Vertex 3 Z-coordinate {m}
54.529, !- Vertex 4 X-coordinate {m}
61.783, !- Vertex 4 Y-coordinate {m}
0, !- Vertex 4 Z-coordinate {m}
, !- Vertex 5 X-coordinate {m}
, !- Vertex 5 Y-coordinate {m}
, !- Vertex 5 Z-coordinate {m}
, !- Vertex 6 X-coordinate {m}
, !- Vertex 6 Y-coordinate {m}
, !- Vertex 6 Z-coordinate {m}
, !- Vertex 7 X-coordinate {m}
, !- Vertex 7 Y-coordinate {m}
, !- Vertex 7 Z-coordinate {m}
, !- Vertex 8 X-coordinate {m}
, !- Vertex 8 Y-coordinate {m}
, !- Vertex 8 Z-coordinate {m}
, !- Vertex 9 X-coordinate {m}
, !- Vertex 9 Y-coordinate {m}
, !- Vertex 9 Z-coordinate {m}
, !- Vertex 10 X-coordinate {m}
, !- Vertex 10 Y-coordinate {m}
, !- Vertex 10 Z-coordinate {m}
, !- Vertex 11 X-coordinate {m}
, !- Vertex 11 Y-coordinate {m}
, !- Vertex 11 Z-coordinate {m}
, !- Vertex 12 X-coordinate {m}
, !- Vertex 12 Y-coordinate {m}
, !- Vertex 12 Z-coordinate {m}
, !- Vertex 13 X-coordinate {m}
, !- Vertex 13 Y-coordinate {m}
, !- Vertex 13 Z-coordinate {m}
, !- Vertex 14 X-coordinate {m}
, !- Vertex 14 Y-coordinate {m}
, !- Vertex 14 Z-coordinate {m}
, !- Vertex 15 X-coordinate {m}
, !- Vertex 15 Y-coordinate {m}
, !- Vertex 15 Z-coordinate {m}
, !- Vertex 16 X-coordinate {m}
, !- Vertex 16 Y-coordinate {m}
, !- Vertex 16 Z-coordinate {m}
, !- Vertex 17 X-coordinate {m}
, !- Vertex 17 Y-coordinate {m}
, !- Vertex 17 Z-coordinate {m}
, !- Vertex 18 X-coordinate {m}
, !- Vertex 18 Y-coordinate {m}
, !- Vertex 18 Z-coordinate {m}
, !- Vertex 19 X-coordinate {m}
, !- Vertex 19 Y-coordinate {m}
, !- Vertex 19 Z-coordinate {m}
, !- Vertex 20 X-coordinate {m}
, !- Vertex 20 Y-coordinate {m}
; !- Vertex 20 Z-coordinate {m}
BuildingSurface:Detailed,
L1-116-MeatService_Srf_1,!- Name
Wall, !- Surface Type
Hole, !- Construction Name
L1-116-MeatService Thermal Zone, !- Zone Name
Surface, !- Outside Boundary Condition
L1-117-SeafoodSurface_Srf_6, !- Outside Boundary Condition Object
NoSun, !- Sun Exposure
NoWind, !- Wind Exposure
, !- View Factor to Ground
4, !- Number of Vertices
60.738, !- Vertex 1 X-coordinate {m}
57.812, !- Vertex 1 Y-coordinate {m}
2.134, !- Vertex 1 Z-coordinate {m}
60.738, !- Vertex 2 X-coordinate {m}
57.812, !- Vertex 2 Y-coordinate {m}
0, !- Vertex 2 Z-coordinate {m}
60.738, !- Vertex 3 X-coordinate {m}
61.783, !- Vertex 3 Y-coordinate {m}
0, !- Vertex 3 Z-coordinate {m}
60.738, !- Vertex 4 X-coordinate {m}
61.783, !- Vertex 4 Y-coordinate {m}
2.134, !- Vertex 4 Z-coordinate {m}
, !- Vertex 5 X-coordinate {m}
, !- Vertex 5 Y-coordinate {m}
, !- Vertex 5 Z-coordinate {m}
, !- Vertex 6 X-coordinate {m}
, !- Vertex 6 Y-coordinate {m}
, !- Vertex 6 Z-coordinate {m}
, !- Vertex 7 X-coordinate {m}
, !- Vertex 7 Y-coordinate {m}
, !- Vertex 7 Z-coordinate {m}
, !- Vertex 8 X-coordinate {m}
, !- Vertex 8 Y-coordinate {m}
, !- Vertex 8 Z-coordinate {m}
, !- Vertex 9 X-coordinate {m}
, !- Vertex 9 Y-coordinate {m}
, !- Vertex 9 Z-coordinate {m}
, !- Vertex 10 X-coordinate {m}
, !- Vertex 10 Y-coordinate {m}
, !- Vertex 10 Z-coordinate {m}
, !- Vertex 11 X-coordinate {m}
, !- Vertex 11 Y-coordinate {m}
, !- Vertex 11 Z-coordinate {m}
, !- Vertex 12 X-coordinate {m}
, !- Vertex 12 Y-coordinate {m}
, !- Vertex 12 Z-coordinate {m}
, !- Vertex 13 X-coordinate {m}
, !- Vertex 13 Y-coordinate {m}
, !- Vertex 13 Z-coordinate {m}
, !- Vertex 14 X-coordinate {m}
, !- Vertex 14 Y-coordinate {m}
, !- Vertex 14 Z-coordinate {m}
, !- Vertex 15 X-coordinate {m}
, !- Vertex 15 Y-coordinate {m}
, !- Vertex 15 Z-coordinate {m}
, !- Vertex 16 X-coordinate {m}
, !- Vertex 16 Y-coordinate {m}
, !- Vertex 16 Z-coordinate {m}
, !- Vertex 17 X-coordinate {m}
, !- Vertex 17 Y-coordinate {m}
, !- Vertex 17 Z-coordinate {m}
, !- Vertex 18 X-coordinate {m}
, !- Vertex 18 Y-coordinate {m}
, !- Vertex 18 Z-coordinate {m}
, !- Vertex 19 X-coordinate {m}
, !- Vertex 19 Y-coordinate {m}
, !- Vertex 19 Z-coordinate {m}
, !- Vertex 20 X-coordinate {m}
, !- Vertex 20 Y-coordinate {m}
; !- Vertex 20 Z-coordinate {m}
BuildingSurface:Detailed,
L1-116-MeatService_Srf_2,!- Name
Wall, !- Surface Type
Wall_Exterior, !- Construction Name
L1-116-MeatService Thermal Zone, !- Zone Name
Outdoors, !- Outside Boundary Condition
, !- Outside Boundary Condition Object
SunExposed, !- Sun Exposure
WindExposed, !- Wind Exposure
, !- View Factor to Ground
4, !- Number of Vertices
60.738, !- Vertex 1 X-coordinate {m}
61.783, !- Vertex 1 Y-coordinate {m}
2.134, !- Vertex 1 Z-coordinate {m}
60.738, !- Vertex 2 X-coordinate {m}
61.783, !- Vertex 2 Y-coordinate {m}
0, !- Vertex 2 Z-coordinate {m}
54.529, !- Vertex 3 X-coordinate {m}
61.783, !- Vertex 3 Y-coordinate {m}
0, !- Vertex 3 Z-coordinate {m}
54.529, !- Vertex 4 X-coordinate {m}
61.783, !- Vertex 4 Y-coordinate {m}
2.134, !- Vertex 4 Z-coordinate {m}
, !- Vertex 5 X-coordinate {m}
, !- Vertex 5 Y-coordinate {m}
, !- Vertex 5 Z-coordinate {m}
, !- Vertex 6 X-coordinate {m}
, !- Vertex 6 Y-coordinate {m}
, !- Vertex 6 Z-coordinate {m}
, !- Vertex 7 X-coordinate {m}
, !- Vertex 7 Y-coordinate {m}
, !- Vertex 7 Z-coordinate {m}
, !- Vertex 8 X-coordinate {m}
, !- Vertex 8 Y-coordinate {m}
, !- Vertex 8 Z-coordinate {m}
, !- Vertex 9 X-coordinate {m}
, !- Vertex 9 Y-coordinate {m}
, !- Vertex 9 Z-coordinate {m}
, !- Vertex 10 X-coordinate {m}
, !- Vertex 10 Y-coordinate {m}
, !- Vertex 10 Z-coordinate {m}
, !- Vertex 11 X-coordinate {m}
, !- Vertex 11 Y-coordinate {m}
, !- Vertex 11 Z-coordinate {m}
, !- Vertex 12 X-coordinate {m}
, !- Vertex 12 Y-coordinate {m}
, !- Vertex 12 Z-coordinate {m}
, !- Vertex 13 X-coordinate {m}
, !- Vertex 13 Y-coordinate {m}
, !- Vertex 13 Z-coordinate {m}
, !- Vertex 14 X-coordinate {m}
, !- Vertex 14 Y-coordinate {m}
, !- Vertex 14 Z-coordinate {m}
, !- Vertex 15 X-coordinate {m}
, !- Vertex 15 Y-coordinate {m}
, !- Vertex 15 Z-coordinate {m}
, !- Vertex 16 X-coordinate {m}
, !- Vertex 16 Y-coordinate {m}
, !- Vertex 16 Z-coordinate {m}
, !- Vertex 17 X-coordinate {m}
, !- Vertex 17 Y-coordinate {m}
, !- Vertex 17 Z-coordinate {m}
, !- Vertex 18 X-coordinate {m}
, !- Vertex 18 Y-coordinate {m}
, !- Vertex 18 Z-coordinate {m}
, !- Vertex 19 X-coordinate {m}
, !- Vertex 19 Y-coordinate {m}
, !- Vertex 19 Z-coordinate {m}
, !- Vertex 20 X-coordinate {m}
, !- Vertex 20 Y-coordinate {m}
; !- Vertex 20 Z-coordinate {m}
BuildingSurface:Detailed,
L1-116-MeatService_Srf_3,!- Name
Wall, !- Surface Type
Hole, !- Construction Name
L1-116-MeatService Thermal Zone, !- Zone Name
Surface, !- Outside Boundary Condition
L1-115-MeatSeafoodCooler_Srf_2, !- Outside Boundary Condition Object
NoSun, !- Sun Exposure
NoWind, !- Wind Exposure
, !- View Factor to Ground
4, !- Number of Vertices
54.529, !- Vertex 1 X-coordinate {m}
61.783, !- Vertex 1 Y-coordinate {m}
2.134, !- Vertex 1 Z-coordinate {m}
54.529, !- Vertex 2 X-coordinate {m}
61.783, !- Vertex 2 Y-coordinate {m}
0, !- Vertex 2 Z-coordinate {m}
54.529, !- Vertex 3 X-coordinate {m}
58.369, !- Vertex 3 Y-coordinate {m}
0, !- Vertex 3 Z-coordinate {m}
54.529, !- Vertex 4 X-coordinate {m}
58.369, !- Vertex 4 Y-coordinate {m}
2.134, !- Vertex 4 Z-coordinate {m}
, !- Vertex 5 X-coordinate {m}
, !- Vertex 5 Y-coordinate {m}
, !- Vertex 5 Z-coordinate {m}
, !- Vertex 6 X-coordinate {m}
, !- Vertex 6 Y-coordinate {m}
, !- Vertex 6 Z-coordinate {m}
, !- Vertex 7 X-coordinate {m}
, !- Vertex 7 Y-coordinate {m}
, !- Vertex 7 Z-coordinate {m}
, !- Vertex 8 X-coordinate {m}
, !- Vertex 8 Y-coordinate {m}
, !- Vertex 8 Z-coordinate {m}
, !- Vertex 9 X-coordinate {m}
, !- Vertex 9 Y-coordinate {m}
, !- Vertex 9 Z-coordinate {m}
, !- Vertex 10 X-coordinate {m}
, !- Vertex 10 Y-coordinate {m}
, !- Vertex 10 Z-coordinate {m}
, !- Vertex 11 X-coordinate {m}
, !- Vertex 11 Y-coordinate {m}
, !- Vertex 11 Z-coordinate {m}
, !- Vertex 12 X-coordinate {m}
, !- Vertex 12 Y-coordinate {m}
, !- Vertex 12 Z-coordinate {m}
, !- Vertex 13 X-coordinate {m}
, !- Vertex 13 Y-coordinate {m}
, !- Vertex 13 Z-coordinate {m}
, !- Vertex 14 X-coordinate {m}
, !- Vertex 14 Y-coordinate {m}
, !- Vertex 14 Z-coordinate {m}
, !- Vertex 15 X-coordinate {m}
, !- Vertex 15 Y-coordinate {m}
, !- Vertex 15 Z-coordinate {m}
, !- Vertex 16 X-coordinate {m}
, !- Vertex 16 Y-coordinate {m}
, !- Vertex 16 Z-coordinate {m}
, !- Vertex 17 X-coordinate {m}
, !- Vertex 17 Y-coordinate {m}
, !- Vertex 17 Z-coordinate {m}
, !- Vertex 18 X-coordinate {m}
, !- Vertex 18 Y-coordinate {m}
, !- Vertex 18 Z-coordinate {m}
, !- Vertex 19 X-coordinate {m}
, !- Vertex 19 Y-coordinate {m}
, !- Vertex 19 Z-coordinate {m}
, !- Vertex 20 X-coordinate {m}
, !- Vertex 20 Y-coordinate {m}
; !- Vertex 20 Z-coordinate {m}
BuildingSurface:Detailed,
L1-116-MeatService_Srf_4,!- Name
Wall, !- Surface Type
Hole, !- Construction Name
L1-116-MeatService Thermal Zone, !- Zone Name
Surface, !- Outside Boundary Condition
L1-101-SalesRefrigerationReachInMeatSubstitutes_Srf_5, !- Outside Boundary Condition Object
NoSun, !- Sun Exposure
NoWind, !- Wind Exposure
, !- View Factor to Ground
4, !- Number of Vertices
54.529, !- Vertex 1 X-coordinate {m}
58.369, !- Vertex 1 Y-coordinate {m}
2.134, !- Vertex 1 Z-coordinate {m}
54.529, !- Vertex 2 X-coordinate {m}
58.369, !- Vertex 2 Y-coordinate {m}
0, !- Vertex 2 Z-coordinate {m}
54.529, !- Vertex 3 X-coordinate {m}
57.812, !- Vertex 3 Y-coordinate {m}
0, !- Vertex 3 Z-coordinate {m}
54.529, !- Vertex 4 X-coordinate {m}
57.812, !- Vertex 4 Y-coordinate {m}
2.134, !- Vertex 4 Z-coordinate {m}
, !- Vertex 5 X-coordinate {m}
, !- Vertex 5 Y-coordinate {m}
, !- Vertex 5 Z-coordinate {m}
, !- Vertex 6 X-coordinate {m}
, !- Vertex 6 Y-coordinate {m}
, !- Vertex 6 Z-coordinate {m}
, !- Vertex 7 X-coordinate {m}
, !- Vertex 7 Y-coordinate {m}
, !- Vertex 7 Z-coordinate {m}
, !- Vertex 8 X-coordinate {m}
, !- Vertex 8 Y-coordinate {m}
, !- Vertex 8 Z-coordinate {m}
, !- Vertex 9 X-coordinate {m}
, !- Vertex 9 Y-coordinate {m}
, !- Vertex 9 Z-coordinate {m}
, !- Vertex 10 X-coordinate {m}
, !- Vertex 10 Y-coordinate {m}
, !- Vertex 10 Z-coordinate {m}
, !- Vertex 11 X-coordinate {m}
, !- Vertex 11 Y-coordinate {m}
, !- Vertex 11 Z-coordinate {m}
, !- Vertex 12 X-coordinate {m}
, !- Vertex 12 Y-coordinate {m}
, !- Vertex 12 Z-coordinate {m}
, !- Vertex 13 X-coordinate {m}
, !- Vertex 13 Y-coordinate {m}
, !- Vertex 13 Z-coordinate {m}
, !- Vertex 14 X-coordinate {m}
, !- Vertex 14 Y-coordinate {m}
, !- Vertex 14 Z-coordinate {m}
, !- Vertex 15 X-coordinate {m}
, !- Vertex 15 Y-coordinate {m}
, !- Vertex 15 Z-coordinate {m}
, !- Vertex 16 X-coordinate {m}
, !- Vertex 16 Y-coordinate {m}
, !- Vertex 16 Z-coordinate {m}
, !- Vertex 17 X-coordinate {m}
, !- Vertex 17 Y-coordinate {m}
, !- Vertex 17 Z-coordinate {m}
, !- Vertex 18 X-coordinate {m}
, !- Vertex 18 Y-coordinate {m}
, !- Vertex 18 Z-coordinate {m}
, !- Vertex 19 X-coordinate {m}
, !- Vertex 19 Y-coordinate {m}
, !- Vertex 19 Z-coordinate {m}
, !- Vertex 20 X-coordinate {m}
, !- Vertex 20 Y-coordinate {m}
; !- Vertex 20 Z-coordinate {m}
BuildingSurface:Detailed,
L1-116-MeatService_Srf_5,!- Name
Wall, !- Surface Type
Wall_Exterior, !- Construction Name
L1-116-MeatService Thermal Zone, !- Zone Name
Outdoors, !- Outside Boundary Condition
, !- Outside Boundary Condition Object
SunExposed, !- Sun Exposure
WindExposed, !- Wind Exposure
, !- View Factor to Ground
4, !- Number of Vertices
54.529, !- Vertex 1 X-coordinate {m}
57.812, !- Vertex 1 Y-coordinate {m}
2.134, !- Vertex 1 Z-coordinate {m}
54.529, !- Vertex 2 X-coordinate {m}
57.812, !- Vertex 2 Y-coordinate {m}
0, !- Vertex 2 Z-coordinate {m}
60.738, !- Vertex 3 X-coordinate {m}
57.812, !- Vertex 3 Y-coordinate {m}
0, !- Vertex 3 Z-coordinate {m}
60.738, !- Vertex 4 X-coordinate {m}
57.812, !- Vertex 4 Y-coordinate {m}
2.134, !- Vertex 4 Z-coordinate {m}
, !- Vertex 5 X-coordinate {m}
, !- Vertex 5 Y-coordinate {m}
, !- Vertex 5 Z-coordinate {m}
, !- Vertex 6 X-coordinate {m}
, !- Vertex 6 Y-coordinate {m}
, !- Vertex 6 Z-coordinate {m}
, !- Vertex 7 X-coordinate {m}
, !- Vertex 7 Y-coordinate {m}
, !- Vertex 7 Z-coordinate {m}
, !- Vertex 8 X-coordinate {m}
, !- Vertex 8 Y-coordinate {m}
, !- Vertex 8 Z-coordinate {m}
, !- Vertex 9 X-coordinate {m}
, !- Vertex 9 Y-coordinate {m}
, !- Vertex 9 Z-coordinate {m}
, !- Vertex 10 X-coordinate {m}
, !- Vertex 10 Y-coordinate {m}
, !- Vertex 10 Z-coordinate {m}
, !- Vertex 11 X-coordinate {m}
, !- Vertex 11 Y-coordinate {m}
, !- Vertex 11 Z-coordinate {m}
, !- Vertex 12 X-coordinate {m}
, !- Vertex 12 Y-coordinate {m}
, !- Vertex 12 Z-coordinate {m}
, !- Vertex 13 X-coordinate {m}
, !- Vertex 13 Y-coordinate {m}
, !- Vertex 13 Z-coordinate {m}
, !- Vertex 14 X-coordinate {m}
, !- Vertex 14 Y-coordinate {m}
, !- Vertex 14 Z-coordinate {m}
, !- Vertex 15 X-coordinate {m}
, !- Vertex 15 Y-coordinate {m}
, !- Vertex 15 Z-coordinate {m}
, !- Vertex 16 X-coordinate {m}
, !- Vertex 16 Y-coordinate {m}
, !- Vertex 16 Z-coordinate {m}
, !- Vertex 17 X-coordinate {m}
, !- Vertex 17 Y-coordinate {m}
, !- Vertex 17 Z-coordinate {m}
, !- Vertex 18 X-coordinate {m}
, !- Vertex 18 Y-coordinate {m}
, !- Vertex 18 Z-coordinate {m}
, !- Vertex 19 X-coordinate {m}
, !- Vertex 19 Y-coordinate {m}
, !- Vertex 19 Z-coordinate {m}
, !- Vertex 20 X-coordinate {m}
, !- Vertex 20 Y-coordinate {m}
; !- Vertex 20 Z-coordinate {m}
BuildingSurface:Detailed,
L1-116-MeatService_Srf_6,!- Name
Roof, !- Surface Type
Roof_BOH, !- Construction Name
L1-116-MeatService Thermal Zone, !- Zone Name
Outdoors, !- Outside Boundary Condition
, !- Outside Boundary Condition Object
SunExposed, !- Sun Exposure
WindExposed, !- Wind Exposure
, !- View Factor to Ground
4, !- Number of Vertices
54.529, !- Vertex 1 X-coordinate {m}
61.783, !- Vertex 1 Y-coordinate {m}
2.134, !- Vertex 1 Z-coordinate {m}
54.529, !- Vertex 2 X-coordinate {m}
57.812, !- Vertex 2 Y-coordinate {m}
2.134, !- Vertex 2 Z-coordinate {m}
60.738, !- Vertex 3 X-coordinate {m}
57.812, !- Vertex 3 Y-coordinate {m}
2.134, !- Vertex 3 Z-coordinate {m}
60.738, !- Vertex 4 X-coordinate {m}
61.783, !- Vertex 4 Y-coordinate {m}
2.134, !- Vertex 4 Z-coordinate {m}
, !- Vertex 5 X-coordinate {m}
, !- Vertex 5 Y-coordinate {m}
, !- Vertex 5 Z-coordinate {m}
, !- Vertex 6 X-coordinate {m}
, !- Vertex 6 Y-coordinate {m}
, !- Vertex 6 Z-coordinate {m}
, !- Vertex 7 X-coordinate {m}
, !- Vertex 7 Y-coordinate {m}
, !- Vertex 7 Z-coordinate {m}
, !- Vertex 8 X-coordinate {m}
, !- Vertex 8 Y-coordinate {m}
, !- Vertex 8 Z-coordinate {m}
, !- Vertex 9 X-coordinate {m}
, !- Vertex 9 Y-coordinate {m}
, !- Vertex 9 Z-coordinate {m}
, !- Vertex 10 X-coordinate {m}
, !- Vertex 10 Y-coordinate {m}
, !- Vertex 10 Z-coordinate {m}
, !- Vertex 11 X-coordinate {m}
, !- Vertex 11 Y-coordinate {m}
, !- Vertex 11 Z-coordinate {m}
, !- Vertex 12 X-coordinate {m}
, !- Vertex 12 Y-coordinate {m}
, !- Vertex 12 Z-coordinate {m}
, !- Vertex 13 X-coordinate {m}
, !- Vertex 13 Y-coordinate {m}
, !- Vertex 13 Z-coordinate {m}
, !- Vertex 14 X-coordinate {m}
, !- Vertex 14 Y-coordinate {m}
, !- Vertex 14 Z-coordinate {m}
, !- Vertex 15 X-coordinate {m}
, !- Vertex 15 Y-coordinate {m}
, !- Vertex 15 Z-coordinate {m}
, !- Vertex 16 X-coordinate {m}
, !- Vertex 16 Y-coordinate {m}
, !- Vertex 16 Z-coordinate {m}
, !- Vertex 17 X-coordinate {m}
, !- Vertex 17 Y-coordinate {m}
, !- Vertex 17 Z-coordinate {m}
, !- Vertex 18 X-coordinate {m}
, !- Vertex 18 Y-coordinate {m}
, !- Vertex 18 Z-coordinate {m}
, !- Vertex 19 X-coordinate {m}
, !- Vertex 19 Y-coordinate {m}
, !- Vertex 19 Z-coordinate {m}
, !- Vertex 20 X-coordinate {m}
, !- Vertex 20 Y-coordinate {m}
; !- Vertex 20 Z-coordinate {m}
BuildingSurface:Detailed,
L1-117-SeafoodSurface_Srf_0, !- Name
Floor, !- Surface Type
Hole, !- Construction Name
L1-117-SeafoodSurface Thermal Zone, !- Zone Name
ground, !- Outside Boundary Condition
, !- Outside Boundary Condition Object
NoSun, !- Sun Exposure
NoWind, !- Wind Exposure
, !- View Factor to Ground
6, !- Number of Vertices
65.46, !- Vertex 1 X-coordinate {m}
61.783, !- Vertex 1 Y-coordinate {m}
0, !- Vertex 1 Z-coordinate {m}
65.46, !- Vertex 2 X-coordinate {m}
58.339, !- Vertex 2 Y-coordinate {m}
0, !- Vertex 2 Z-coordinate {m}
64.557, !- Vertex 3 X-coordinate {m}
58.339, !- Vertex 3 Y-coordinate {m}
0, !- Vertex 3 Z-coordinate {m}
64.557, !- Vertex 4 X-coordinate {m}
57.812, !- Vertex 4 Y-coordinate {m}
0, !- Vertex 4 Z-coordinate {m}
60.738, !- Vertex 5 X-coordinate {m}
57.812, !- Vertex 5 Y-coordinate {m}
0, !- Vertex 5 Z-coordinate {m}
60.738, !- Vertex 6 X-coordinate {m}
61.783, !- Vertex 6 Y-coordinate {m}
0, !- Vertex 6 Z-coordinate {m}
, !- Vertex 7 X-coordinate {m}
, !- Vertex 7 Y-coordinate {m}
, !- Vertex 7 Z-coordinate {m}
, !- Vertex 8 X-coordinate {m}
, !- Vertex 8 Y-coordinate {m}
, !- Vertex 8 Z-coordinate {m}
, !- Vertex 9 X-coordinate {m}
, !- Vertex 9 Y-coordinate {m}
, !- Vertex 9 Z-coordinate {m}
, !- Vertex 10 X-coordinate {m}
, !- Vertex 10 Y-coordinate {m}
, !- Vertex 10 Z-coordinate {m}
, !- Vertex 11 X-coordinate {m}
, !- Vertex 11 Y-coordinate {m}
, !- Vertex 11 Z-coordinate {m}
, !- Vertex 12 X-coordinate {m}
, !- Vertex 12 Y-coordinate {m}
, !- Vertex 12 Z-coordinate {m}
, !- Vertex 13 X-coordinate {m}
, !- Vertex 13 Y-coordinate {m}
, !- Vertex 13 Z-coordinate {m}
, !- Vertex 14 X-coordinate {m}
, !- Vertex 14 Y-coordinate {m}
, !- Vertex 14 Z-coordinate {m}
, !- Vertex 15 X-coordinate {m}
, !- Vertex 15 Y-coordinate {m}
, !- Vertex 15 Z-coordinate {m}
, !- Vertex 16 X-coordinate {m}
, !- Vertex 16 Y-coordinate {m}
, !- Vertex 16 Z-coordinate {m}
, !- Vertex 17 X-coordinate {m}
, !- Vertex 17 Y-coordinate {m}
, !- Vertex 17 Z-coordinate {m}
, !- Vertex 18 X-coordinate {m}
, !- Vertex 18 Y-coordinate {m}
, !- Vertex 18 Z-coordinate {m}
, !- Vertex 19 X-coordinate {m}
, !- Vertex 19 Y-coordinate {m}
, !- Vertex 19 Z-coordinate {m}
, !- Vertex 20 X-coordinate {m}
, !- Vertex 20 Y-coordinate {m}
; !- Vertex 20 Z-coordinate {m}
BuildingSurface:Detailed,
L1-117-SeafoodSurface_Srf_1, !- Name
Wall, !- Surface Type
Wall_Exterior, !- Construction Name
L1-117-SeafoodSurface Thermal Zone, !- Zone Name
Outdoors, !- Outside Boundary Condition
, !- Outside Boundary Condition Object
SunExposed, !- Sun Exposure
WindExposed, !- Wind Exposure
, !- View Factor to Ground
4, !- Number of Vertices
60.738, !- Vertex 1 X-coordinate {m}
57.812, !- Vertex 1 Y-coordinate {m}
2.134, !- Vertex 1 Z-coordinate {m}
60.738, !- Vertex 2 X-coordinate {m}
57.812, !- Vertex 2 Y-coordinate {m}
0, !- Vertex 2 Z-coordinate {m}
64.557, !- Vertex 3 X-coordinate {m}
57.812, !- Vertex 3 Y-coordinate {m}
0, !- Vertex 3 Z-coordinate {m}
64.557, !- Vertex 4 X-coordinate {m}
57.812, !- Vertex 4 Y-coordinate {m}
2.134, !- Vertex 4 Z-coordinate {m}
, !- Vertex 5 X-coordinate {m}
, !- Vertex 5 Y-coordinate {m}
, !- Vertex 5 Z-coordinate {m}
, !- Vertex 6 X-coordinate {m}
, !- Vertex 6 Y-coordinate {m}
, !- Vertex 6 Z-coordinate {m}
, !- Vertex 7 X-coordinate {m}
, !- Vertex 7 Y-coordinate {m}
, !- Vertex 7 Z-coordinate {m}
, !- Vertex 8 X-coordinate {m}
, !- Vertex 8 Y-coordinate {m}
, !- Vertex 8 Z-coordinate {m}
, !- Vertex 9 X-coordinate {m}
, !- Vertex 9 Y-coordinate {m}
, !- Vertex 9 Z-coordinate {m}
, !- Vertex 10 X-coordinate {m}
, !- Vertex 10 Y-coordinate {m}
, !- Vertex 10 Z-coordinate {m}
, !- Vertex 11 X-coordinate {m}
, !- Vertex 11 Y-coordinate {m}
, !- Vertex 11 Z-coordinate {m}
, !- Vertex 12 X-coordinate {m}
, !- Vertex 12 Y-coordinate {m}
, !- Vertex 12 Z-coordinate {m}
, !- Vertex 13 X-coordinate {m}
, !- Vertex 13 Y-coordinate {m}
, !- Vertex 13 Z-coordinate {m}
, !- Vertex 14 X-coordinate {m}
, !- Vertex 14 Y-coordinate {m}
, !- Vertex 14 Z-coordinate {m}
, !- Vertex 15 X-coordinate {m}
, !- Vertex 15 Y-coordinate {m}
, !- Vertex 15 Z-coordinate {m}
, !- Vertex 16 X-coordinate {m}
, !- Vertex 16 Y-coordinate {m}
, !- Vertex 16 Z-coordinate {m}
, !- Vertex 17 X-coordinate {m}
, !- Vertex 17 Y-coordinate {m}
, !- Vertex 17 Z-coordinate {m}
, !- Vertex 18 X-coordinate {m}
, !- Vertex 18 Y-coordinate {m}
, !- Vertex 18 Z-coordinate {m}
, !- Vertex 19 X-coordinate {m}
, !- Vertex 19 Y-coordinate {m}
, !- Vertex 19 Z-coordinate {m}
, !- Vertex 20 X-coordinate {m}
, !- Vertex 20 Y-coordinate {m}
; !- Vertex 20 Z-coordinate {m}
BuildingSurface:Detailed,
L1-117-SeafoodSurface_Srf_2, !- Name
Wall, !- Surface Type
Hole, !- Construction Name
L1-117-SeafoodSurface Thermal Zone, !- Zone Name
Surface, !- Outside Boundary Condition
L1-101-SalesCirculationMeatSeafood_Srf_3, !- Outside Boundary Condition Object
NoSun, !- Sun Exposure
NoWind, !- Wind Exposure
, !- View Factor to Ground
4, !- Number of Vertices
64.557, !- Vertex 1 X-coordinate {m}
57.812, !- Vertex 1 Y-coordinate {m}
2.134, !- Vertex 1 Z-coordinate {m}
64.557, !- Vertex 2 X-coordinate {m}
57.812, !- Vertex 2 Y-coordinate {m}
0, !- Vertex 2 Z-coordinate {m}
64.557, !- Vertex 3 X-coordinate {m}
58.339, !- Vertex 3 Y-coordinate {m}
0, !- Vertex 3 Z-coordinate {m}
64.557, !- Vertex 4 X-coordinate {m}
58.339, !- Vertex 4 Y-coordinate {m}
2.134, !- Vertex 4 Z-coordinate {m}
, !- Vertex 5 X-coordinate {m}
, !- Vertex 5 Y-coordinate {m}
, !- Vertex 5 Z-coordinate {m}
, !- Vertex 6 X-coordinate {m}
, !- Vertex 6 Y-coordinate {m}
, !- Vertex 6 Z-coordinate {m}
, !- Vertex 7 X-coordinate {m}
, !- Vertex 7 Y-coordinate {m}
, !- Vertex 7 Z-coordinate {m}
, !- Vertex 8 X-coordinate {m}
, !- Vertex 8 Y-coordinate {m}
, !- Vertex 8 Z-coordinate {m}
, !- Vertex 9 X-coordinate {m}
, !- Vertex 9 Y-coordinate {m}
, !- Vertex 9 Z-coordinate {m}
, !- Vertex 10 X-coordinate {m}
, !- Vertex 10 Y-coordinate {m}
, !- Vertex 10 Z-coordinate {m}
, !- Vertex 11 X-coordinate {m}
, !- Vertex 11 Y-coordinate {m}
, !- Vertex 11 Z-coordinate {m}
, !- Vertex 12 X-coordinate {m}
, !- Vertex 12 Y-coordinate {m}
, !- Vertex 12 Z-coordinate {m}
, !- Vertex 13 X-coordinate {m}
, !- Vertex 13 Y-coordinate {m}
, !- Vertex 13 Z-coordinate {m}
, !- Vertex 14 X-coordinate {m}
, !- Vertex 14 Y-coordinate {m}
, !- Vertex 14 Z-coordinate {m}
, !- Vertex 15 X-coordinate {m}
, !- Vertex 15 Y-coordinate {m}
, !- Vertex 15 Z-coordinate {m}
, !- Vertex 16 X-coordinate {m}
, !- Vertex 16 Y-coordinate {m}
, !- Vertex 16 Z-coordinate {m}
, !- Vertex 17 X-coordinate {m}
, !- Vertex 17 Y-coordinate {m}
, !- Vertex 17 Z-coordinate {m}
, !- Vertex 18 X-coordinate {m}
, !- Vertex 18 Y-coordinate {m}
, !- Vertex 18 Z-coordinate {m}
, !- Vertex 19 X-coordinate {m}
, !- Vertex 19 Y-coordinate {m}
, !- Vertex 19 Z-coordinate {m}
, !- Vertex 20 X-coordinate {m}
, !- Vertex 20 Y-coordinate {m}
; !- Vertex 20 Z-coordinate {m}
BuildingSurface:Detailed,
L1-117-SeafoodSurface_Srf_3, !- Name
Wall, !- Surface Type
Hole, !- Construction Name
L1-117-SeafoodSurface Thermal Zone, !- Zone Name
Surface, !- Outside Boundary Condition
L1-101-SalesCirculationMeatSeafood_Srf_2, !- Outside Boundary Condition Object
NoSun, !- Sun Exposure
NoWind, !- Wind Exposure
, !- View Factor to Ground
4, !- Number of Vertices
64.557, !- Vertex 1 X-coordinate {m}
58.339, !- Vertex 1 Y-coordinate {m}
2.134, !- Vertex 1 Z-coordinate {m}
64.557, !- Vertex 2 X-coordinate {m}
58.339, !- Vertex 2 Y-coordinate {m}
0, !- Vertex 2 Z-coordinate {m}
65.46, !- Vertex 3 X-coordinate {m}
58.339, !- Vertex 3 Y-coordinate {m}
0, !- Vertex 3 Z-coordinate {m}
65.46, !- Vertex 4 X-coordinate {m}
58.339, !- Vertex 4 Y-coordinate {m}
2.134, !- Vertex 4 Z-coordinate {m}
, !- Vertex 5 X-coordinate {m}
, !- Vertex 5 Y-coordinate {m}
, !- Vertex 5 Z-coordinate {m}
, !- Vertex 6 X-coordinate {m}
, !- Vertex 6 Y-coordinate {m}
, !- Vertex 6 Z-coordinate {m}
, !- Vertex 7 X-coordinate {m}
, !- Vertex 7 Y-coordinate {m}
, !- Vertex 7 Z-coordinate {m}
, !- Vertex 8 X-coordinate {m}
, !- Vertex 8 Y-coordinate {m}
, !- Vertex 8 Z-coordinate {m}
, !- Vertex 9 X-coordinate {m}
, !- Vertex 9 Y-coordinate {m}
, !- Vertex 9 Z-coordinate {m}
, !- Vertex 10 X-coordinate {m}
, !- Vertex 10 Y-coordinate {m}
, !- Vertex 10 Z-coordinate {m}
, !- Vertex 11 X-coordinate {m}
, !- Vertex 11 Y-coordinate {m}
, !- Vertex 11 Z-coordinate {m}
, !- Vertex 12 X-coordinate {m}
, !- Vertex 12 Y-coordinate {m}
, !- Vertex 12 Z-coordinate {m}
, !- Vertex 13 X-coordinate {m}
, !- Vertex 13 Y-coordinate {m}
, !- Vertex 13 Z-coordinate {m}
, !- Vertex 14 X-coordinate {m}
, !- Vertex 14 Y-coordinate {m}
, !- Vertex 14 Z-coordinate {m}
, !- Vertex 15 X-coordinate {m}
, !- Vertex 15 Y-coordinate {m}
, !- Vertex 15 Z-coordinate {m}
, !- Vertex 16 X-coordinate {m}
, !- Vertex 16 Y-coordinate {m}
, !- Vertex 16 Z-coordinate {m}
, !- Vertex 17 X-coordinate {m}
, !- Vertex 17 Y-coordinate {m}
, !- Vertex 17 Z-coordinate {m}
, !- Vertex 18 X-coordinate {m}
, !- Vertex 18 Y-coordinate {m}
, !- Vertex 18 Z-coordinate {m}
, !- Vertex 19 X-coordinate {m}
, !- Vertex 19 Y-coordinate {m}
, !- Vertex 19 Z-coordinate {m}
, !- Vertex 20 X-coordinate {m}
, !- Vertex 20 Y-coordinate {m}
; !- Vertex 20 Z-coordinate {m}
BuildingSurface:Detailed,
L1-117-SeafoodSurface_Srf_4, !- Name
Wall, !- Surface Type
Hole, !- Construction Name
L1-117-SeafoodSurface Thermal Zone, !- Zone Name
Surface, !- Outside Boundary Condition
L1-118-PreparedFoodsPrep_Srf_4, !- Outside Boundary Condition Object
NoSun, !- Sun Exposure
NoWind, !- Wind Exposure
, !- View Factor to Ground
4, !- Number of Vertices
65.46, !- Vertex 1 X-coordinate {m}
58.339, !- Vertex 1 Y-coordinate {m}
2.134, !- Vertex 1 Z-coordinate {m}
65.46, !- Vertex 2 X-coordinate {m}
58.339, !- Vertex 2 Y-coordinate {m}
0, !- Vertex 2 Z-coordinate {m}
65.46, !- Vertex 3 X-coordinate {m}
61.783, !- Vertex 3 Y-coordinate {m}
0, !- Vertex 3 Z-coordinate {m}
65.46, !- Vertex 4 X-coordinate {m}
61.783, !- Vertex 4 Y-coordinate {m}
2.134, !- Vertex 4 Z-coordinate {m}
, !- Vertex 5 X-coordinate {m}
, !- Vertex 5 Y-coordinate {m}
, !- Vertex 5 Z-coordinate {m}
, !- Vertex 6 X-coordinate {m}
, !- Vertex 6 Y-coordinate {m}
, !- Vertex 6 Z-coordinate {m}
, !- Vertex 7 X-coordinate {m}
, !- Vertex 7 Y-coordinate {m}
, !- Vertex 7 Z-coordinate {m}
, !- Vertex 8 X-coordinate {m}
, !- Vertex 8 Y-coordinate {m}
, !- Vertex 8 Z-coordinate {m}
, !- Vertex 9 X-coordinate {m}
, !- Vertex 9 Y-coordinate {m}
, !- Vertex 9 Z-coordinate {m}
, !- Vertex 10 X-coordinate {m}
, !- Vertex 10 Y-coordinate {m}
, !- Vertex 10 Z-coordinate {m}
, !- Vertex 11 X-coordinate {m}
, !- Vertex 11 Y-coordinate {m}
, !- Vertex 11 Z-coordinate {m}
, !- Vertex 12 X-coordinate {m}
, !- Vertex 12 Y-coordinate {m}
, !- Vertex 12 Z-coordinate {m}
, !- Vertex 13 X-coordinate {m}
, !- Vertex 13 Y-coordinate {m}
, !- Vertex 13 Z-coordinate {m}
, !- Vertex 14 X-coordinate {m}
, !- Vertex 14 Y-coordinate {m}
, !- Vertex 14 Z-coordinate {m}
, !- Vertex 15 X-coordinate {m}
, !- Vertex 15 Y-coordinate {m}
, !- Vertex 15 Z-coordinate {m}
, !- Vertex 16 X-coordinate {m}
, !- Vertex 16 Y-coordinate {m}
, !- Vertex 16 Z-coordinate {m}
, !- Vertex 17 X-coordinate {m}
, !- Vertex 17 Y-coordinate {m}
, !- Vertex 17 Z-coordinate {m}
, !- Vertex 18 X-coordinate {m}
, !- Vertex 18 Y-coordinate {m}
, !- Vertex 18 Z-coordinate {m}
, !- Vertex 19 X-coordinate {m}
, !- Vertex 19 Y-coordinate {m}
, !- Vertex 19 Z-coordinate {m}
, !- Vertex 20 X-coordinate {m}
, !- Vertex 20 Y-coordinate {m}
; !- Vertex 20 Z-coordinate {m}
BuildingSurface:Detailed,
L1-117-SeafoodSurface_Srf_5, !- Name
Wall, !- Surface Type
Wall_Exterior, !- Construction Name
L1-117-SeafoodSurface Thermal Zone, !- Zone Name
Outdoors, !- Outside Boundary Condition
, !- Outside Boundary Condition Object
SunExposed, !- Sun Exposure
WindExposed, !- Wind Exposure
, !- View Factor to Ground
4, !- Number of Vertices
65.46, !- Vertex 1 X-coordinate {m}
61.783, !- Vertex 1 Y-coordinate {m}
2.134, !- Vertex 1 Z-coordinate {m}
65.46, !- Vertex 2 X-coordinate {m}
61.783, !- Vertex 2 Y-coordinate {m}
0, !- Vertex 2 Z-coordinate {m}
60.738, !- Vertex 3 X-coordinate {m}
61.783, !- Vertex 3 Y-coordinate {m}
0, !- Vertex 3 Z-coordinate {m}
60.738, !- Vertex 4 X-coordinate {m}
61.783, !- Vertex 4 Y-coordinate {m}
2.134, !- Vertex 4 Z-coordinate {m}
, !- Vertex 5 X-coordinate {m}
, !- Vertex 5 Y-coordinate {m}
, !- Vertex 5 Z-coordinate {m}
, !- Vertex 6 X-coordinate {m}
, !- Vertex 6 Y-coordinate {m}
, !- Vertex 6 Z-coordinate {m}
, !- Vertex 7 X-coordinate {m}
, !- Vertex 7 Y-coordinate {m}
, !- Vertex 7 Z-coordinate {m}
, !- Vertex 8 X-coordinate {m}
, !- Vertex 8 Y-coordinate {m}
, !- Vertex 8 Z-coordinate {m}
, !- Vertex 9 X-coordinate {m}
, !- Vertex 9 Y-coordinate {m}
, !- Vertex 9 Z-coordinate {m}
, !- Vertex 10 X-coordinate {m}
, !- Vertex 10 Y-coordinate {m}
, !- Vertex 10 Z-coordinate {m}
, !- Vertex 11 X-coordinate {m}
, !- Vertex 11 Y-coordinate {m}
, !- Vertex 11 Z-coordinate {m}
, !- Vertex 12 X-coordinate {m}
, !- Vertex 12 Y-coordinate {m}
, !- Vertex 12 Z-coordinate {m}
, !- Vertex 13 X-coordinate {m}
, !- Vertex 13 Y-coordinate {m}
, !- Vertex 13 Z-coordinate {m}
, !- Vertex 14 X-coordinate {m}
, !- Vertex 14 Y-coordinate {m}
, !- Vertex 14 Z-coordinate {m}
, !- Vertex 15 X-coordinate {m}
, !- Vertex 15 Y-coordinate {m}
, !- Vertex 15 Z-coordinate {m}
, !- Vertex 16 X-coordinate {m}
, !- Vertex 16 Y-coordinate {m}
, !- Vertex 16 Z-coordinate {m}
, !- Vertex 17 X-coordinate {m}
, !- Vertex 17 Y-coordinate {m}
, !- Vertex 17 Z-coordinate {m}
, !- Vertex 18 X-coordinate {m}
, !- Vertex 18 Y-coordinate {m}
, !- Vertex 18 Z-coordinate {m}
, !- Vertex 19 X-coordinate {m}
, !- Vertex 19 Y-coordinate {m}
, !- Vertex 19 Z-coordinate {m}
, !- Vertex 20 X-coordinate {m}
, !- Vertex 20 Y-coordinate {m}
; !- Vertex 20 Z-coordinate {m}
BuildingSurface:Detailed,
L1-117-SeafoodSurface_Srf_6, !- Name
Wall, !- Surface Type
Hole, !- Construction Name
L1-117-SeafoodSurface Thermal Zone, !- Zone Name
Surface, !- Outside Boundary Condition
L1-116-MeatService_Srf_1,!- Outside Boundary Condition Object
NoSun, !- Sun Exposure
NoWind, !- Wind Exposure
, !- View Factor to Ground
4, !- Number of Vertices
60.738, !- Vertex 1 X-coordinate {m}
61.783, !- Vertex 1 Y-coordinate {m}
2.134, !- Vertex 1 Z-coordinate {m}
60.738, !- Vertex 2 X-coordinate {m}
61.783, !- Vertex 2 Y-coordinate {m}
0, !- Vertex 2 Z-coordinate {m}
60.738, !- Vertex 3 X-coordinate {m}
57.812, !- Vertex 3 Y-coordinate {m}
0, !- Vertex 3 Z-coordinate {m}
60.738, !- Vertex 4 X-coordinate {m}
57.812, !- Vertex 4 Y-coordinate {m}
2.134, !- Vertex 4 Z-coordinate {m}
, !- Vertex 5 X-coordinate {m}
, !- Vertex 5 Y-coordinate {m}
, !- Vertex 5 Z-coordinate {m}
, !- Vertex 6 X-coordinate {m}
, !- Vertex 6 Y-coordinate {m}
, !- Vertex 6 Z-coordinate {m}
, !- Vertex 7 X-coordinate {m}
, !- Vertex 7 Y-coordinate {m}
, !- Vertex 7 Z-coordinate {m}
, !- Vertex 8 X-coordinate {m}
, !- Vertex 8 Y-coordinate {m}
, !- Vertex 8 Z-coordinate {m}
, !- Vertex 9 X-coordinate {m}
, !- Vertex 9 Y-coordinate {m}
, !- Vertex 9 Z-coordinate {m}
, !- Vertex 10 X-coordinate {m}
, !- Vertex 10 Y-coordinate {m}
, !- Vertex 10 Z-coordinate {m}
, !- Vertex 11 X-coordinate {m}
, !- Vertex 11 Y-coordinate {m}
, !- Vertex 11 Z-coordinate {m}
, !- Vertex 12 X-coordinate {m}
, !- Vertex 12 Y-coordinate {m}
, !- Vertex 12 Z-coordinate {m}
, !- Vertex 13 X-coordinate {m}
, !- Vertex 13 Y-coordinate {m}
, !- Vertex 13 Z-coordinate {m}
, !- Vertex 14 X-coordinate {m}
, !- Vertex 14 Y-coordinate {m}
, !- Vertex 14 Z-coordinate {m}
, !- Vertex 15 X-coordinate {m}
, !- Vertex 15 Y-coordinate {m}
, !- Vertex 15 Z-coordinate {m}
, !- Vertex 16 X-coordinate {m}
, !- Vertex 16 Y-coordinate {m}
, !- Vertex 16 Z-coordinate {m}
, !- Vertex 17 X-coordinate {m}
, !- Vertex 17 Y-coordinate {m}
, !- Vertex 17 Z-coordinate {m}
, !- Vertex 18 X-coordinate {m}
, !- Vertex 18 Y-coordinate {m}
, !- Vertex 18 Z-coordinate {m}
, !- Vertex 19 X-coordinate {m}
, !- Vertex 19 Y-coordinate {m}
, !- Vertex 19 Z-coordinate {m}
, !- Vertex 20 X-coordinate {m}
, !- Vertex 20 Y-coordinate {m}
; !- Vertex 20 Z-coordinate {m}
BuildingSurface:Detailed,
L1-117-SeafoodSurface_Srf_7, !- Name
Roof, !- Surface Type
Roof_BOH, !- Construction Name
L1-117-SeafoodSurface Thermal Zone, !- Zone Name
Outdoors, !- Outside Boundary Condition
, !- Outside Boundary Condition Object
SunExposed, !- Sun Exposure
WindExposed, !- Wind Exposure
, !- View Factor to Ground
6, !- Number of Vertices
60.738, !- Vertex 1 X-coordinate {m}
61.783, !- Vertex 1 Y-coordinate {m}
2.134, !- Vertex 1 Z-coordinate {m}
60.738, !- Vertex 2 X-coordinate {m}
57.812, !- Vertex 2 Y-coordinate {m}
2.134, !- Vertex 2 Z-coordinate {m}
64.557, !- Vertex 3 X-coordinate {m}
57.812, !- Vertex 3 Y-coordinate {m}
2.134, !- Vertex 3 Z-coordinate {m}
64.557, !- Vertex 4 X-coordinate {m}
58.339, !- Vertex 4 Y-coordinate {m}
2.134, !- Vertex 4 Z-coordinate {m}
65.46, !- Vertex 5 X-coordinate {m}
58.339, !- Vertex 5 Y-coordinate {m}
2.134, !- Vertex 5 Z-coordinate {m}
65.46, !- Vertex 6 X-coordinate {m}
61.783, !- Vertex 6 Y-coordinate {m}
2.134, !- Vertex 6 Z-coordinate {m}
, !- Vertex 7 X-coordinate {m}
, !- Vertex 7 Y-coordinate {m}
, !- Vertex 7 Z-coordinate {m}
, !- Vertex 8 X-coordinate {m}
, !- Vertex 8 Y-coordinate {m}
, !- Vertex 8 Z-coordinate {m}
, !- Vertex 9 X-coordinate {m}
, !- Vertex 9 Y-coordinate {m}
, !- Vertex 9 Z-coordinate {m}
, !- Vertex 10 X-coordinate {m}
, !- Vertex 10 Y-coordinate {m}
, !- Vertex 10 Z-coordinate {m}
, !- Vertex 11 X-coordinate {m}
, !- Vertex 11 Y-coordinate {m}
, !- Vertex 11 Z-coordinate {m}
, !- Vertex 12 X-coordinate {m}
, !- Vertex 12 Y-coordinate {m}
, !- Vertex 12 Z-coordinate {m}
, !- Vertex 13 X-coordinate {m}
, !- Vertex 13 Y-coordinate {m}
, !- Vertex 13 Z-coordinate {m}
, !- Vertex 14 X-coordinate {m}
, !- Vertex 14 Y-coordinate {m}
, !- Vertex 14 Z-coordinate {m}
, !- Vertex 15 X-coordinate {m}
, !- Vertex 15 Y-coordinate {m}
, !- Vertex 15 Z-coordinate {m}
, !- Vertex 16 X-coordinate {m}
, !- Vertex 16 Y-coordinate {m}
, !- Vertex 16 Z-coordinate {m}
, !- Vertex 17 X-coordinate {m}
, !- Vertex 17 Y-coordinate {m}
, !- Vertex 17 Z-coordinate {m}
, !- Vertex 18 X-coordinate {m}
, !- Vertex 18 Y-coordinate {m}
, !- Vertex 18 Z-coordinate {m}
, !- Vertex 19 X-coordinate {m}
, !- Vertex 19 Y-coordinate {m}
, !- Vertex 19 Z-coordinate {m}
, !- Vertex 20 X-coordinate {m}
, !- Vertex 20 Y-coordinate {m}
; !- Vertex 20 Z-coordinate {m}
BuildingSurface:Detailed,
L1-118-PreparedFoodsPrep_Srf_0, !- Name
Floor, !- Surface Type
Hole, !- Construction Name
L1-118-PreparedFoodsPrep Thermal Zone, !- Zone Name
ground, !- Outside Boundary Condition
, !- Outside Boundary Condition Object
NoSun, !- Sun Exposure
NoWind, !- Wind Exposure
, !- View Factor to Ground
4, !- Number of Vertices
77.424, !- Vertex 1 X-coordinate {m}
61.783, !- Vertex 1 Y-coordinate {m}
0, !- Vertex 1 Z-coordinate {m}
77.424, !- Vertex 2 X-coordinate {m}
58.339, !- Vertex 2 Y-coordinate {m}
0, !- Vertex 2 Z-coordinate {m}
65.46, !- Vertex 3 X-coordinate {m}
58.339, !- Vertex 3 Y-coordinate {m}
0, !- Vertex 3 Z-coordinate {m}
65.46, !- Vertex 4 X-coordinate {m}
61.783, !- Vertex 4 Y-coordinate {m}
0, !- Vertex 4 Z-coordinate {m}
, !- Vertex 5 X-coordinate {m}
, !- Vertex 5 Y-coordinate {m}
, !- Vertex 5 Z-coordinate {m}
, !- Vertex 6 X-coordinate {m}
, !- Vertex 6 Y-coordinate {m}
, !- Vertex 6 Z-coordinate {m}
, !- Vertex 7 X-coordinate {m}
, !- Vertex 7 Y-coordinate {m}
, !- Vertex 7 Z-coordinate {m}
, !- Vertex 8 X-coordinate {m}
, !- Vertex 8 Y-coordinate {m}
, !- Vertex 8 Z-coordinate {m}
, !- Vertex 9 X-coordinate {m}
, !- Vertex 9 Y-coordinate {m}
, !- Vertex 9 Z-coordinate {m}
, !- Vertex 10 X-coordinate {m}
, !- Vertex 10 Y-coordinate {m}
, !- Vertex 10 Z-coordinate {m}
, !- Vertex 11 X-coordinate {m}
, !- Vertex 11 Y-coordinate {m}
, !- Vertex 11 Z-coordinate {m}
, !- Vertex 12 X-coordinate {m}
, !- Vertex 12 Y-coordinate {m}
, !- Vertex 12 Z-coordinate {m}
, !- Vertex 13 X-coordinate {m}
, !- Vertex 13 Y-coordinate {m}
, !- Vertex 13 Z-coordinate {m}
, !- Vertex 14 X-coordinate {m}
, !- Vertex 14 Y-coordinate {m}
, !- Vertex 14 Z-coordinate {m}
, !- Vertex 15 X-coordinate {m}
, !- Vertex 15 Y-coordinate {m}
, !- Vertex 15 Z-coordinate {m}
, !- Vertex 16 X-coordinate {m}
, !- Vertex 16 Y-coordinate {m}
, !- Vertex 16 Z-coordinate {m}
, !- Vertex 17 X-coordinate {m}
, !- Vertex 17 Y-coordinate {m}
, !- Vertex 17 Z-coordinate {m}
, !- Vertex 18 X-coordinate {m}
, !- Vertex 18 Y-coordinate {m}
, !- Vertex 18 Z-coordinate {m}
, !- Vertex 19 X-coordinate {m}
, !- Vertex 19 Y-coordinate {m}
, !- Vertex 19 Z-coordinate {m}
, !- Vertex 20 X-coordinate {m}
, !- Vertex 20 Y-coordinate {m}
; !- Vertex 20 Z-coordinate {m}
BuildingSurface:Detailed,
L1-118-PreparedFoodsPrep_Srf_1, !- Name
Wall, !- Surface Type
Hole, !- Construction Name
L1-118-PreparedFoodsPrep Thermal Zone, !- Zone Name
Surface, !- Outside Boundary Condition
L1-122-Corridor_Srf_1, !- Outside Boundary Condition Object
NoSun, !- Sun Exposure
NoWind, !- Wind Exposure
, !- View Factor to Ground
4, !- Number of Vertices
76.566, !- Vertex 1 X-coordinate {m}
58.339, !- Vertex 1 Y-coordinate {m}
2.134, !- Vertex 1 Z-coordinate {m}
76.566, !- Vertex 2 X-coordinate {m}
58.339, !- Vertex 2 Y-coordinate {m}
0, !- Vertex 2 Z-coordinate {m}
77.424, !- Vertex 3 X-coordinate {m}
58.339, !- Vertex 3 Y-coordinate {m}
0, !- Vertex 3 Z-coordinate {m}
77.424, !- Vertex 4 X-coordinate {m}
58.339, !- Vertex 4 Y-coordinate {m}
2.134, !- Vertex 4 Z-coordinate {m}
, !- Vertex 5 X-coordinate {m}
, !- Vertex 5 Y-coordinate {m}
, !- Vertex 5 Z-coordinate {m}
, !- Vertex 6 X-coordinate {m}
, !- Vertex 6 Y-coordinate {m}
, !- Vertex 6 Z-coordinate {m}
, !- Vertex 7 X-coordinate {m}
, !- Vertex 7 Y-coordinate {m}
, !- Vertex 7 Z-coordinate {m}
, !- Vertex 8 X-coordinate {m}
, !- Vertex 8 Y-coordinate {m}
, !- Vertex 8 Z-coordinate {m}
, !- Vertex 9 X-coordinate {m}
, !- Vertex 9 Y-coordinate {m}
, !- Vertex 9 Z-coordinate {m}
, !- Vertex 10 X-coordinate {m}
, !- Vertex 10 Y-coordinate {m}
, !- Vertex 10 Z-coordinate {m}
, !- Vertex 11 X-coordinate {m}
, !- Vertex 11 Y-coordinate {m}
, !- Vertex 11 Z-coordinate {m}
, !- Vertex 12 X-coordinate {m}
, !- Vertex 12 Y-coordinate {m}
, !- Vertex 12 Z-coordinate {m}
, !- Vertex 13 X-coordinate {m}
, !- Vertex 13 Y-coordinate {m}
, !- Vertex 13 Z-coordinate {m}
, !- Vertex 14 X-coordinate {m}
, !- Vertex 14 Y-coordinate {m}
, !- Vertex 14 Z-coordinate {m}
, !- Vertex 15 X-coordinate {m}
, !- Vertex 15 Y-coordinate {m}
, !- Vertex 15 Z-coordinate {m}
, !- Vertex 16 X-coordinate {m}
, !- Vertex 16 Y-coordinate {m}
, !- Vertex 16 Z-coordinate {m}
, !- Vertex 17 X-coordinate {m}
, !- Vertex 17 Y-coordinate {m}
, !- Vertex 17 Z-coordinate {m}
, !- Vertex 18 X-coordinate {m}
, !- Vertex 18 Y-coordinate {m}
, !- Vertex 18 Z-coordinate {m}
, !- Vertex 19 X-coordinate {m}
, !- Vertex 19 Y-coordinate {m}
, !- Vertex 19 Z-coordinate {m}
, !- Vertex 20 X-coordinate {m}
, !- Vertex 20 Y-coordinate {m}
; !- Vertex 20 Z-coordinate {m}
BuildingSurface:Detailed,
L1-118-PreparedFoodsPrep_Srf_2, !- Name
Wall, !- Surface Type
Hole, !- Construction Name
L1-118-PreparedFoodsPrep Thermal Zone, !- Zone Name
Surface, !- Outside Boundary Condition
L1-119-DeliCooler_Srf_4, !- Outside Boundary Condition Object
NoSun, !- Sun Exposure
NoWind, !- Wind Exposure
, !- View Factor to Ground
4, !- Number of Vertices
77.424, !- Vertex 1 X-coordinate {m}
58.339, !- Vertex 1 Y-coordinate {m}
2.134, !- Vertex 1 Z-coordinate {m}
77.424, !- Vertex 2 X-coordinate {m}
58.339, !- Vertex 2 Y-coordinate {m}
0, !- Vertex 2 Z-coordinate {m}
77.424, !- Vertex 3 X-coordinate {m}
61.783, !- Vertex 3 Y-coordinate {m}
0, !- Vertex 3 Z-coordinate {m}
77.424, !- Vertex 4 X-coordinate {m}
61.783, !- Vertex 4 Y-coordinate {m}
2.134, !- Vertex 4 Z-coordinate {m}
, !- Vertex 5 X-coordinate {m}
, !- Vertex 5 Y-coordinate {m}
, !- Vertex 5 Z-coordinate {m}
, !- Vertex 6 X-coordinate {m}
, !- Vertex 6 Y-coordinate {m}
, !- Vertex 6 Z-coordinate {m}
, !- Vertex 7 X-coordinate {m}
, !- Vertex 7 Y-coordinate {m}
, !- Vertex 7 Z-coordinate {m}
, !- Vertex 8 X-coordinate {m}
, !- Vertex 8 Y-coordinate {m}
, !- Vertex 8 Z-coordinate {m}
, !- Vertex 9 X-coordinate {m}
, !- Vertex 9 Y-coordinate {m}
, !- Vertex 9 Z-coordinate {m}
, !- Vertex 10 X-coordinate {m}
, !- Vertex 10 Y-coordinate {m}
, !- Vertex 10 Z-coordinate {m}
, !- Vertex 11 X-coordinate {m}
, !- Vertex 11 Y-coordinate {m}
, !- Vertex 11 Z-coordinate {m}
, !- Vertex 12 X-coordinate {m}
, !- Vertex 12 Y-coordinate {m}
, !- Vertex 12 Z-coordinate {m}
, !- Vertex 13 X-coordinate {m}
, !- Vertex 13 Y-coordinate {m}
, !- Vertex 13 Z-coordinate {m}
, !- Vertex 14 X-coordinate {m}
, !- Vertex 14 Y-coordinate {m}
, !- Vertex 14 Z-coordinate {m}
, !- Vertex 15 X-coordinate {m}
, !- Vertex 15 Y-coordinate {m}
, !- Vertex 15 Z-coordinate {m}
, !- Vertex 16 X-coordinate {m}
, !- Vertex 16 Y-coordinate {m}
, !- Vertex 16 Z-coordinate {m}
, !- Vertex 17 X-coordinate {m}
, !- Vertex 17 Y-coordinate {m}
, !- Vertex 17 Z-coordinate {m}
, !- Vertex 18 X-coordinate {m}
, !- Vertex 18 Y-coordinate {m}
, !- Vertex 18 Z-coordinate {m}
, !- Vertex 19 X-coordinate {m}
, !- Vertex 19 Y-coordinate {m}
, !- Vertex 19 Z-coordinate {m}
, !- Vertex 20 X-coordinate {m}
, !- Vertex 20 Y-coordinate {m}
; !- Vertex 20 Z-coordinate {m}
BuildingSurface:Detailed,
L1-118-PreparedFoodsPrep_Srf_3, !- Name
Wall, !- Surface Type
Wall_Exterior, !- Construction Name
L1-118-PreparedFoodsPrep Thermal Zone, !- Zone Name
Outdoors, !- Outside Boundary Condition
, !- Outside Boundary Condition Object
SunExposed, !- Sun Exposure
WindExposed, !- Wind Exposure
, !- View Factor to Ground
4, !- Number of Vertices
77.424, !- Vertex 1 X-coordinate {m}
61.783, !- Vertex 1 Y-coordinate {m}
2.134, !- Vertex 1 Z-coordinate {m}
77.424, !- Vertex 2 X-coordinate {m}
61.783, !- Vertex 2 Y-coordinate {m}
0, !- Vertex 2 Z-coordinate {m}
65.46, !- Vertex 3 X-coordinate {m}
61.783, !- Vertex 3 Y-coordinate {m}
0, !- Vertex 3 Z-coordinate {m}
65.46, !- Vertex 4 X-coordinate {m}
61.783, !- Vertex 4 Y-coordinate {m}
2.134, !- Vertex 4 Z-coordinate {m}
, !- Vertex 5 X-coordinate {m}
, !- Vertex 5 Y-coordinate {m}
, !- Vertex 5 Z-coordinate {m}
, !- Vertex 6 X-coordinate {m}
, !- Vertex 6 Y-coordinate {m}
, !- Vertex 6 Z-coordinate {m}
, !- Vertex 7 X-coordinate {m}
, !- Vertex 7 Y-coordinate {m}
, !- Vertex 7 Z-coordinate {m}
, !- Vertex 8 X-coordinate {m}
, !- Vertex 8 Y-coordinate {m}
, !- Vertex 8 Z-coordinate {m}
, !- Vertex 9 X-coordinate {m}
, !- Vertex 9 Y-coordinate {m}
, !- Vertex 9 Z-coordinate {m}
, !- Vertex 10 X-coordinate {m}
, !- Vertex 10 Y-coordinate {m}
, !- Vertex 10 Z-coordinate {m}
, !- Vertex 11 X-coordinate {m}
, !- Vertex 11 Y-coordinate {m}
, !- Vertex 11 Z-coordinate {m}
, !- Vertex 12 X-coordinate {m}
, !- Vertex 12 Y-coordinate {m}
, !- Vertex 12 Z-coordinate {m}
, !- Vertex 13 X-coordinate {m}
, !- Vertex 13 Y-coordinate {m}
, !- Vertex 13 Z-coordinate {m}
, !- Vertex 14 X-coordinate {m}
, !- Vertex 14 Y-coordinate {m}
, !- Vertex 14 Z-coordinate {m}
, !- Vertex 15 X-coordinate {m}
, !- Vertex 15 Y-coordinate {m}
, !- Vertex 15 Z-coordinate {m}
, !- Vertex 16 X-coordinate {m}
, !- Vertex 16 Y-coordinate {m}
, !- Vertex 16 Z-coordinate {m}
, !- Vertex 17 X-coordinate {m}
, !- Vertex 17 Y-coordinate {m}
, !- Vertex 17 Z-coordinate {m}
, !- Vertex 18 X-coordinate {m}
, !- Vertex 18 Y-coordinate {m}
, !- Vertex 18 Z-coordinate {m}
, !- Vertex 19 X-coordinate {m}
, !- Vertex 19 Y-coordinate {m}
, !- Vertex 19 Z-coordinate {m}
, !- Vertex 20 X-coordinate {m}
, !- Vertex 20 Y-coordinate {m}
; !- Vertex 20 Z-coordinate {m}
BuildingSurface:Detailed,
L1-118-PreparedFoodsPrep_Srf_4, !- Name
Wall, !- Surface Type
Hole, !- Construction Name
L1-118-PreparedFoodsPrep Thermal Zone, !- Zone Name
Surface, !- Outside Boundary Condition
L1-117-SeafoodSurface_Srf_4, !- Outside Boundary Condition Object
NoSun, !- Sun Exposure
NoWind, !- Wind Exposure
, !- View Factor to Ground
4, !- Number of Vertices
65.46, !- Vertex 1 X-coordinate {m}
61.783, !- Vertex 1 Y-coordinate {m}
2.134, !- Vertex 1 Z-coordinate {m}
65.46, !- Vertex 2 X-coordinate {m}
61.783, !- Vertex 2 Y-coordinate {m}
0, !- Vertex 2 Z-coordinate {m}
65.46, !- Vertex 3 X-coordinate {m}
58.339, !- Vertex 3 Y-coordinate {m}
0, !- Vertex 3 Z-coordinate {m}
65.46, !- Vertex 4 X-coordinate {m}
58.339, !- Vertex 4 Y-coordinate {m}
2.134, !- Vertex 4 Z-coordinate {m}
, !- Vertex 5 X-coordinate {m}
, !- Vertex 5 Y-coordinate {m}
, !- Vertex 5 Z-coordinate {m}
, !- Vertex 6 X-coordinate {m}
, !- Vertex 6 Y-coordinate {m}
, !- Vertex 6 Z-coordinate {m}
, !- Vertex 7 X-coordinate {m}
, !- Vertex 7 Y-coordinate {m}
, !- Vertex 7 Z-coordinate {m}
, !- Vertex 8 X-coordinate {m}
, !- Vertex 8 Y-coordinate {m}
, !- Vertex 8 Z-coordinate {m}
, !- Vertex 9 X-coordinate {m}
, !- Vertex 9 Y-coordinate {m}
, !- Vertex 9 Z-coordinate {m}
, !- Vertex 10 X-coordinate {m}
, !- Vertex 10 Y-coordinate {m}
, !- Vertex 10 Z-coordinate {m}
, !- Vertex 11 X-coordinate {m}
, !- Vertex 11 Y-coordinate {m}
, !- Vertex 11 Z-coordinate {m}
, !- Vertex 12 X-coordinate {m}
, !- Vertex 12 Y-coordinate {m}
, !- Vertex 12 Z-coordinate {m}
, !- Vertex 13 X-coordinate {m}
, !- Vertex 13 Y-coordinate {m}
, !- Vertex 13 Z-coordinate {m}
, !- Vertex 14 X-coordinate {m}
, !- Vertex 14 Y-coordinate {m}
, !- Vertex 14 Z-coordinate {m}
, !- Vertex 15 X-coordinate {m}
, !- Vertex 15 Y-coordinate {m}
, !- Vertex 15 Z-coordinate {m}
, !- Vertex 16 X-coordinate {m}
, !- Vertex 16 Y-coordinate {m}
, !- Vertex 16 Z-coordinate {m}
, !- Vertex 17 X-coordinate {m}
, !- Vertex 17 Y-coordinate {m}
, !- Vertex 17 Z-coordinate {m}
, !- Vertex 18 X-coordinate {m}
, !- Vertex 18 Y-coordinate {m}
, !- Vertex 18 Z-coordinate {m}
, !- Vertex 19 X-coordinate {m}
, !- Vertex 19 Y-coordinate {m}
, !- Vertex 19 Z-coordinate {m}
, !- Vertex 20 X-coordinate {m}
, !- Vertex 20 Y-coordinate {m}
; !- Vertex 20 Z-coordinate {m}
BuildingSurface:Detailed,
L1-118-PreparedFoodsPrep_Srf_5, !- Name
Wall, !- Surface Type
Hole, !- Construction Name
L1-118-PreparedFoodsPrep Thermal Zone, !- Zone Name
Surface, !- Outside Boundary Condition
L1-101-SalesRefrigerationReachInBeer_Srf_4, !- Outside Boundary Condition Object
NoSun, !- Sun Exposure
NoWind, !- Wind Exposure
, !- View Factor to Ground
4, !- Number of Vertices
65.46, !- Vertex 1 X-coordinate {m}
58.339, !- Vertex 1 Y-coordinate {m}
2.134, !- Vertex 1 Z-coordinate {m}
65.46, !- Vertex 2 X-coordinate {m}
58.339, !- Vertex 2 Y-coordinate {m}
0, !- Vertex 2 Z-coordinate {m}
72.847, !- Vertex 3 X-coordinate {m}
58.339, !- Vertex 3 Y-coordinate {m}
0, !- Vertex 3 Z-coordinate {m}
72.847, !- Vertex 4 X-coordinate {m}
58.339, !- Vertex 4 Y-coordinate {m}
2.134, !- Vertex 4 Z-coordinate {m}
, !- Vertex 5 X-coordinate {m}
, !- Vertex 5 Y-coordinate {m}
, !- Vertex 5 Z-coordinate {m}
, !- Vertex 6 X-coordinate {m}
, !- Vertex 6 Y-coordinate {m}
, !- Vertex 6 Z-coordinate {m}
, !- Vertex 7 X-coordinate {m}
, !- Vertex 7 Y-coordinate {m}
, !- Vertex 7 Z-coordinate {m}
, !- Vertex 8 X-coordinate {m}
, !- Vertex 8 Y-coordinate {m}
, !- Vertex 8 Z-coordinate {m}
, !- Vertex 9 X-coordinate {m}
, !- Vertex 9 Y-coordinate {m}
, !- Vertex 9 Z-coordinate {m}
, !- Vertex 10 X-coordinate {m}
, !- Vertex 10 Y-coordinate {m}
, !- Vertex 10 Z-coordinate {m}
, !- Vertex 11 X-coordinate {m}
, !- Vertex 11 Y-coordinate {m}
, !- Vertex 11 Z-coordinate {m}
, !- Vertex 12 X-coordinate {m}
, !- Vertex 12 Y-coordinate {m}
, !- Vertex 12 Z-coordinate {m}
, !- Vertex 13 X-coordinate {m}
, !- Vertex 13 Y-coordinate {m}
, !- Vertex 13 Z-coordinate {m}
, !- Vertex 14 X-coordinate {m}
, !- Vertex 14 Y-coordinate {m}
, !- Vertex 14 Z-coordinate {m}
, !- Vertex 15 X-coordinate {m}
, !- Vertex 15 Y-coordinate {m}
, !- Vertex 15 Z-coordinate {m}
, !- Vertex 16 X-coordinate {m}
, !- Vertex 16 Y-coordinate {m}
, !- Vertex 16 Z-coordinate {m}
, !- Vertex 17 X-coordinate {m}
, !- Vertex 17 Y-coordinate {m}
, !- Vertex 17 Z-coordinate {m}
, !- Vertex 18 X-coordinate {m}
, !- Vertex 18 Y-coordinate {m}
, !- Vertex 18 Z-coordinate {m}
, !- Vertex 19 X-coordinate {m}
, !- Vertex 19 Y-coordinate {m}
, !- Vertex 19 Z-coordinate {m}
, !- Vertex 20 X-coordinate {m}
, !- Vertex 20 Y-coordinate {m}
; !- Vertex 20 Z-coordinate {m}
BuildingSurface:Detailed,
L1-118-PreparedFoodsPrep_Srf_6, !- Name
Wall, !- Surface Type
Hole, !- Construction Name
L1-118-PreparedFoodsPrep Thermal Zone, !- Zone Name
Surface, !- Outside Boundary Condition
L1-101-SalesCirculation4_Srf_26, !- Outside Boundary Condition Object
NoSun, !- Sun Exposure
NoWind, !- Wind Exposure
, !- View Factor to Ground
4, !- Number of Vertices
72.847, !- Vertex 1 X-coordinate {m}
58.339, !- Vertex 1 Y-coordinate {m}
2.134, !- Vertex 1 Z-coordinate {m}
72.847, !- Vertex 2 X-coordinate {m}
58.339, !- Vertex 2 Y-coordinate {m}
0, !- Vertex 2 Z-coordinate {m}
74.219, !- Vertex 3 X-coordinate {m}
58.339, !- Vertex 3 Y-coordinate {m}
0, !- Vertex 3 Z-coordinate {m}
74.219, !- Vertex 4 X-coordinate {m}
58.339, !- Vertex 4 Y-coordinate {m}
2.134, !- Vertex 4 Z-coordinate {m}
, !- Vertex 5 X-coordinate {m}
, !- Vertex 5 Y-coordinate {m}
, !- Vertex 5 Z-coordinate {m}
, !- Vertex 6 X-coordinate {m}
, !- Vertex 6 Y-coordinate {m}
, !- Vertex 6 Z-coordinate {m}
, !- Vertex 7 X-coordinate {m}
, !- Vertex 7 Y-coordinate {m}
, !- Vertex 7 Z-coordinate {m}
, !- Vertex 8 X-coordinate {m}
, !- Vertex 8 Y-coordinate {m}
, !- Vertex 8 Z-coordinate {m}
, !- Vertex 9 X-coordinate {m}
, !- Vertex 9 Y-coordinate {m}
, !- Vertex 9 Z-coordinate {m}
, !- Vertex 10 X-coordinate {m}
, !- Vertex 10 Y-coordinate {m}
, !- Vertex 10 Z-coordinate {m}
, !- Vertex 11 X-coordinate {m}
, !- Vertex 11 Y-coordinate {m}
, !- Vertex 11 Z-coordinate {m}
, !- Vertex 12 X-coordinate {m}
, !- Vertex 12 Y-coordinate {m}
, !- Vertex 12 Z-coordinate {m}
, !- Vertex 13 X-coordinate {m}
, !- Vertex 13 Y-coordinate {m}
, !- Vertex 13 Z-coordinate {m}
, !- Vertex 14 X-coordinate {m}
, !- Vertex 14 Y-coordinate {m}
, !- Vertex 14 Z-coordinate {m}
, !- Vertex 15 X-coordinate {m}
, !- Vertex 15 Y-coordinate {m}
, !- Vertex 15 Z-coordinate {m}
, !- Vertex 16 X-coordinate {m}
, !- Vertex 16 Y-coordinate {m}
, !- Vertex 16 Z-coordinate {m}
, !- Vertex 17 X-coordinate {m}
, !- Vertex 17 Y-coordinate {m}
, !- Vertex 17 Z-coordinate {m}
, !- Vertex 18 X-coordinate {m}
, !- Vertex 18 Y-coordinate {m}
, !- Vertex 18 Z-coordinate {m}
, !- Vertex 19 X-coordinate {m}
, !- Vertex 19 Y-coordinate {m}
, !- Vertex 19 Z-coordinate {m}
, !- Vertex 20 X-coordinate {m}
, !- Vertex 20 Y-coordinate {m}
; !- Vertex 20 Z-coordinate {m}
BuildingSurface:Detailed,
L1-118-PreparedFoodsPrep_Srf_7, !- Name
Wall, !- Surface Type
Hole, !- Construction Name
L1-118-PreparedFoodsPrep Thermal Zone, !- Zone Name
Surface, !- Outside Boundary Condition
L1-120-Women_Srf_4, !- Outside Boundary Condition Object
NoSun, !- Sun Exposure
NoWind, !- Wind Exposure
, !- View Factor to Ground
4, !- Number of Vertices
74.219, !- Vertex 1 X-coordinate {m}
58.339, !- Vertex 1 Y-coordinate {m}
2.134, !- Vertex 1 Z-coordinate {m}
74.219, !- Vertex 2 X-coordinate {m}
58.339, !- Vertex 2 Y-coordinate {m}
0, !- Vertex 2 Z-coordinate {m}
76.566, !- Vertex 3 X-coordinate {m}
58.339, !- Vertex 3 Y-coordinate {m}
0, !- Vertex 3 Z-coordinate {m}
76.566, !- Vertex 4 X-coordinate {m}
58.339, !- Vertex 4 Y-coordinate {m}
2.134, !- Vertex 4 Z-coordinate {m}
, !- Vertex 5 X-coordinate {m}
, !- Vertex 5 Y-coordinate {m}
, !- Vertex 5 Z-coordinate {m}
, !- Vertex 6 X-coordinate {m}
, !- Vertex 6 Y-coordinate {m}
, !- Vertex 6 Z-coordinate {m}
, !- Vertex 7 X-coordinate {m}
, !- Vertex 7 Y-coordinate {m}
, !- Vertex 7 Z-coordinate {m}
, !- Vertex 8 X-coordinate {m}
, !- Vertex 8 Y-coordinate {m}
, !- Vertex 8 Z-coordinate {m}
, !- Vertex 9 X-coordinate {m}
, !- Vertex 9 Y-coordinate {m}
, !- Vertex 9 Z-coordinate {m}
, !- Vertex 10 X-coordinate {m}
, !- Vertex 10 Y-coordinate {m}
, !- Vertex 10 Z-coordinate {m}
, !- Vertex 11 X-coordinate {m}
, !- Vertex 11 Y-coordinate {m}
, !- Vertex 11 Z-coordinate {m}
, !- Vertex 12 X-coordinate {m}
, !- Vertex 12 Y-coordinate {m}
, !- Vertex 12 Z-coordinate {m}
, !- Vertex 13 X-coordinate {m}
, !- Vertex 13 Y-coordinate {m}
, !- Vertex 13 Z-coordinate {m}
, !- Vertex 14 X-coordinate {m}
, !- Vertex 14 Y-coordinate {m}
, !- Vertex 14 Z-coordinate {m}
, !- Vertex 15 X-coordinate {m}
, !- Vertex 15 Y-coordinate {m}
, !- Vertex 15 Z-coordinate {m}
, !- Vertex 16 X-coordinate {m}
, !- Vertex 16 Y-coordinate {m}
, !- Vertex 16 Z-coordinate {m}
, !- Vertex 17 X-coordinate {m}
, !- Vertex 17 Y-coordinate {m}
, !- Vertex 17 Z-coordinate {m}
, !- Vertex 18 X-coordinate {m}
, !- Vertex 18 Y-coordinate {m}
, !- Vertex 18 Z-coordinate {m}
, !- Vertex 19 X-coordinate {m}
, !- Vertex 19 Y-coordinate {m}
, !- Vertex 19 Z-coordinate {m}
, !- Vertex 20 X-coordinate {m}
, !- Vertex 20 Y-coordinate {m}
; !- Vertex 20 Z-coordinate {m}
BuildingSurface:Detailed,
L1-118-PreparedFoodsPrep_Srf_8, !- Name
Ceiling, !- Surface Type
Hole, !- Construction Name
L1-118-PreparedFoodsPrep Thermal Zone, !- Zone Name
Surface, !- Outside Boundary Condition
L1S1-PreparedFoodsPrep_Srf_0, !- Outside Boundary Condition Object
NoSun, !- Sun Exposure
NoWind, !- Wind Exposure
, !- View Factor to Ground
4, !- Number of Vertices
65.46, !- Vertex 1 X-coordinate {m}
61.783, !- Vertex 1 Y-coordinate {m}
2.134, !- Vertex 1 Z-coordinate {m}
65.46, !- Vertex 2 X-coordinate {m}
58.339, !- Vertex 2 Y-coordinate {m}
2.134, !- Vertex 2 Z-coordinate {m}
77.424, !- Vertex 3 X-coordinate {m}
58.339, !- Vertex 3 Y-coordinate {m}
2.134, !- Vertex 3 Z-coordinate {m}
77.424, !- Vertex 4 X-coordinate {m}
61.783, !- Vertex 4 Y-coordinate {m}
2.134, !- Vertex 4 Z-coordinate {m}
, !- Vertex 5 X-coordinate {m}
, !- Vertex 5 Y-coordinate {m}
, !- Vertex 5 Z-coordinate {m}
, !- Vertex 6 X-coordinate {m}
, !- Vertex 6 Y-coordinate {m}
, !- Vertex 6 Z-coordinate {m}
, !- Vertex 7 X-coordinate {m}
, !- Vertex 7 Y-coordinate {m}
, !- Vertex 7 Z-coordinate {m}
, !- Vertex 8 X-coordinate {m}
, !- Vertex 8 Y-coordinate {m}
, !- Vertex 8 Z-coordinate {m}
, !- Vertex 9 X-coordinate {m}
, !- Vertex 9 Y-coordinate {m}
, !- Vertex 9 Z-coordinate {m}
, !- Vertex 10 X-coordinate {m}
, !- Vertex 10 Y-coordinate {m}
, !- Vertex 10 Z-coordinate {m}
, !- Vertex 11 X-coordinate {m}
, !- Vertex 11 Y-coordinate {m}
, !- Vertex 11 Z-coordinate {m}
, !- Vertex 12 X-coordinate {m}
, !- Vertex 12 Y-coordinate {m}
, !- Vertex 12 Z-coordinate {m}
, !- Vertex 13 X-coordinate {m}
, !- Vertex 13 Y-coordinate {m}
, !- Vertex 13 Z-coordinate {m}
, !- Vertex 14 X-coordinate {m}
, !- Vertex 14 Y-coordinate {m}
, !- Vertex 14 Z-coordinate {m}
, !- Vertex 15 X-coordinate {m}
, !- Vertex 15 Y-coordinate {m}
, !- Vertex 15 Z-coordinate {m}
, !- Vertex 16 X-coordinate {m}
, !- Vertex 16 Y-coordinate {m}
, !- Vertex 16 Z-coordinate {m}
, !- Vertex 17 X-coordinate {m}
, !- Vertex 17 Y-coordinate {m}
, !- Vertex 17 Z-coordinate {m}
, !- Vertex 18 X-coordinate {m}
, !- Vertex 18 Y-coordinate {m}
, !- Vertex 18 Z-coordinate {m}
, !- Vertex 19 X-coordinate {m}
, !- Vertex 19 Y-coordinate {m}
, !- Vertex 19 Z-coordinate {m}
, !- Vertex 20 X-coordinate {m}
, !- Vertex 20 Y-coordinate {m}
; !- Vertex 20 Z-coordinate {m}
BuildingSurface:Detailed,
L1-119-DeliCooler_Srf_0, !- Name
Floor, !- Surface Type
Hole, !- Construction Name
L1-119-DeliCooler Thermal Zone, !- Zone Name
ground, !- Outside Boundary Condition
, !- Outside Boundary Condition Object
NoSun, !- Sun Exposure
NoWind, !- Wind Exposure
, !- View Factor to Ground
4, !- Number of Vertices
79.675, !- Vertex 1 X-coordinate {m}
61.783, !- Vertex 1 Y-coordinate {m}
0, !- Vertex 1 Z-coordinate {m}
79.675, !- Vertex 2 X-coordinate {m}
58.339, !- Vertex 2 Y-coordinate {m}
0, !- Vertex 2 Z-coordinate {m}
77.424, !- Vertex 3 X-coordinate {m}
58.339, !- Vertex 3 Y-coordinate {m}
0, !- Vertex 3 Z-coordinate {m}
77.424, !- Vertex 4 X-coordinate {m}
61.783, !- Vertex 4 Y-coordinate {m}
0, !- Vertex 4 Z-coordinate {m}
, !- Vertex 5 X-coordinate {m}
, !- Vertex 5 Y-coordinate {m}
, !- Vertex 5 Z-coordinate {m}
, !- Vertex 6 X-coordinate {m}
, !- Vertex 6 Y-coordinate {m}
, !- Vertex 6 Z-coordinate {m}
, !- Vertex 7 X-coordinate {m}
, !- Vertex 7 Y-coordinate {m}
, !- Vertex 7 Z-coordinate {m}
, !- Vertex 8 X-coordinate {m}
, !- Vertex 8 Y-coordinate {m}
, !- Vertex 8 Z-coordinate {m}
, !- Vertex 9 X-coordinate {m}
, !- Vertex 9 Y-coordinate {m}
, !- Vertex 9 Z-coordinate {m}
, !- Vertex 10 X-coordinate {m}
, !- Vertex 10 Y-coordinate {m}
, !- Vertex 10 Z-coordinate {m}
, !- Vertex 11 X-coordinate {m}
, !- Vertex 11 Y-coordinate {m}
, !- Vertex 11 Z-coordinate {m}
, !- Vertex 12 X-coordinate {m}
, !- Vertex 12 Y-coordinate {m}
, !- Vertex 12 Z-coordinate {m}
, !- Vertex 13 X-coordinate {m}
, !- Vertex 13 Y-coordinate {m}
, !- Vertex 13 Z-coordinate {m}
, !- Vertex 14 X-coordinate {m}
, !- Vertex 14 Y-coordinate {m}
, !- Vertex 14 Z-coordinate {m}
, !- Vertex 15 X-coordinate {m}
, !- Vertex 15 Y-coordinate {m}
, !- Vertex 15 Z-coordinate {m}
, !- Vertex 16 X-coordinate {m}
, !- Vertex 16 Y-coordinate {m}
, !- Vertex 16 Z-coordinate {m}
, !- Vertex 17 X-coordinate {m}
, !- Vertex 17 Y-coordinate {m}
, !- Vertex 17 Z-coordinate {m}
, !- Vertex 18 X-coordinate {m}
, !- Vertex 18 Y-coordinate {m}
, !- Vertex 18 Z-coordinate {m}
, !- Vertex 19 X-coordinate {m}
, !- Vertex 19 Y-coordinate {m}
, !- Vertex 19 Z-coordinate {m}
, !- Vertex 20 X-coordinate {m}
, !- Vertex 20 Y-coordinate {m}
; !- Vertex 20 Z-coordinate {m}
BuildingSurface:Detailed,
L1-119-DeliCooler_Srf_1, !- Name
Wall, !- Surface Type
Hole, !- Construction Name
L1-119-DeliCooler Thermal Zone, !- Zone Name
Surface, !- Outside Boundary Condition
L1-123-Stairs_Srf_7, !- Outside Boundary Condition Object
NoSun, !- Sun Exposure
NoWind, !- Wind Exposure
, !- View Factor to Ground
4, !- Number of Vertices
78.334, !- Vertex 1 X-coordinate {m}
58.339, !- Vertex 1 Y-coordinate {m}
2.134, !- Vertex 1 Z-coordinate {m}
78.334, !- Vertex 2 X-coordinate {m}
58.339, !- Vertex 2 Y-coordinate {m}
0, !- Vertex 2 Z-coordinate {m}
79.675, !- Vertex 3 X-coordinate {m}
58.339, !- Vertex 3 Y-coordinate {m}
0, !- Vertex 3 Z-coordinate {m}
79.675, !- Vertex 4 X-coordinate {m}
58.339, !- Vertex 4 Y-coordinate {m}
2.134, !- Vertex 4 Z-coordinate {m}
, !- Vertex 5 X-coordinate {m}
, !- Vertex 5 Y-coordinate {m}
, !- Vertex 5 Z-coordinate {m}
, !- Vertex 6 X-coordinate {m}
, !- Vertex 6 Y-coordinate {m}
, !- Vertex 6 Z-coordinate {m}
, !- Vertex 7 X-coordinate {m}
, !- Vertex 7 Y-coordinate {m}
, !- Vertex 7 Z-coordinate {m}
, !- Vertex 8 X-coordinate {m}
, !- Vertex 8 Y-coordinate {m}
, !- Vertex 8 Z-coordinate {m}
, !- Vertex 9 X-coordinate {m}
, !- Vertex 9 Y-coordinate {m}
, !- Vertex 9 Z-coordinate {m}
, !- Vertex 10 X-coordinate {m}
, !- Vertex 10 Y-coordinate {m}
, !- Vertex 10 Z-coordinate {m}
, !- Vertex 11 X-coordinate {m}
, !- Vertex 11 Y-coordinate {m}
, !- Vertex 11 Z-coordinate {m}
, !- Vertex 12 X-coordinate {m}
, !- Vertex 12 Y-coordinate {m}
, !- Vertex 12 Z-coordinate {m}
, !- Vertex 13 X-coordinate {m}
, !- Vertex 13 Y-coordinate {m}
, !- Vertex 13 Z-coordinate {m}
, !- Vertex 14 X-coordinate {m}
, !- Vertex 14 Y-coordinate {m}
, !- Vertex 14 Z-coordinate {m}
, !- Vertex 15 X-coordinate {m}
, !- Vertex 15 Y-coordinate {m}
, !- Vertex 15 Z-coordinate {m}
, !- Vertex 16 X-coordinate {m}
, !- Vertex 16 Y-coordinate {m}
, !- Vertex 16 Z-coordinate {m}
, !- Vertex 17 X-coordinate {m}
, !- Vertex 17 Y-coordinate {m}
, !- Vertex 17 Z-coordinate {m}
, !- Vertex 18 X-coordinate {m}
, !- Vertex 18 Y-coordinate {m}
, !- Vertex 18 Z-coordinate {m}
, !- Vertex 19 X-coordinate {m}
, !- Vertex 19 Y-coordinate {m}
, !- Vertex 19 Z-coordinate {m}
, !- Vertex 20 X-coordinate {m}
, !- Vertex 20 Y-coordinate {m}
; !- Vertex 20 Z-coordinate {m}
BuildingSurface:Detailed,
L1-119-DeliCooler_Srf_2, !- Name
Wall, !- Surface Type
Wall_Exterior, !- Construction Name
L1-119-DeliCooler Thermal Zone, !- Zone Name
Outdoors, !- Outside Boundary Condition
, !- Outside Boundary Condition Object
SunExposed, !- Sun Exposure
WindExposed, !- Wind Exposure
, !- View Factor to Ground
4, !- Number of Vertices
79.675, !- Vertex 1 X-coordinate {m}
58.339, !- Vertex 1 Y-coordinate {m}
2.134, !- Vertex 1 Z-coordinate {m}
79.675, !- Vertex 2 X-coordinate {m}
58.339, !- Vertex 2 Y-coordinate {m}
0, !- Vertex 2 Z-coordinate {m}
79.675, !- Vertex 3 X-coordinate {m}
61.783, !- Vertex 3 Y-coordinate {m}
0, !- Vertex 3 Z-coordinate {m}
79.675, !- Vertex 4 X-coordinate {m}
61.783, !- Vertex 4 Y-coordinate {m}
2.134, !- Vertex 4 Z-coordinate {m}
, !- Vertex 5 X-coordinate {m}
, !- Vertex 5 Y-coordinate {m}
, !- Vertex 5 Z-coordinate {m}
, !- Vertex 6 X-coordinate {m}
, !- Vertex 6 Y-coordinate {m}
, !- Vertex 6 Z-coordinate {m}
, !- Vertex 7 X-coordinate {m}
, !- Vertex 7 Y-coordinate {m}
, !- Vertex 7 Z-coordinate {m}
, !- Vertex 8 X-coordinate {m}
, !- Vertex 8 Y-coordinate {m}
, !- Vertex 8 Z-coordinate {m}
, !- Vertex 9 X-coordinate {m}
, !- Vertex 9 Y-coordinate {m}
, !- Vertex 9 Z-coordinate {m}
, !- Vertex 10 X-coordinate {m}
, !- Vertex 10 Y-coordinate {m}
, !- Vertex 10 Z-coordinate {m}
, !- Vertex 11 X-coordinate {m}
, !- Vertex 11 Y-coordinate {m}
, !- Vertex 11 Z-coordinate {m}
, !- Vertex 12 X-coordinate {m}
, !- Vertex 12 Y-coordinate {m}
, !- Vertex 12 Z-coordinate {m}
, !- Vertex 13 X-coordinate {m}
, !- Vertex 13 Y-coordinate {m}
, !- Vertex 13 Z-coordinate {m}
, !- Vertex 14 X-coordinate {m}
, !- Vertex 14 Y-coordinate {m}
, !- Vertex 14 Z-coordinate {m}
, !- Vertex 15 X-coordinate {m}
, !- Vertex 15 Y-coordinate {m}
, !- Vertex 15 Z-coordinate {m}
, !- Vertex 16 X-coordinate {m}
, !- Vertex 16 Y-coordinate {m}
, !- Vertex 16 Z-coordinate {m}
, !- Vertex 17 X-coordinate {m}
, !- Vertex 17 Y-coordinate {m}
, !- Vertex 17 Z-coordinate {m}
, !- Vertex 18 X-coordinate {m}
, !- Vertex 18 Y-coordinate {m}
, !- Vertex 18 Z-coordinate {m}
, !- Vertex 19 X-coordinate {m}
, !- Vertex 19 Y-coordinate {m}
, !- Vertex 19 Z-coordinate {m}
, !- Vertex 20 X-coordinate {m}
, !- Vertex 20 Y-coordinate {m}
; !- Vertex 20 Z-coordinate {m}
BuildingSurface:Detailed,
L1-119-DeliCooler_Srf_3, !- Name
Wall, !- Surface Type
Wall_Exterior, !- Construction Name
L1-119-DeliCooler Thermal Zone, !- Zone Name
Outdoors, !- Outside Boundary Condition
, !- Outside Boundary Condition Object
SunExposed, !- Sun Exposure
WindExposed, !- Wind Exposure
, !- View Factor to Ground
4, !- Number of Vertices
79.675, !- Vertex 1 X-coordinate {m}
61.783, !- Vertex 1 Y-coordinate {m}
2.134, !- Vertex 1 Z-coordinate {m}
79.675, !- Vertex 2 X-coordinate {m}
61.783, !- Vertex 2 Y-coordinate {m}
0, !- Vertex 2 Z-coordinate {m}
77.424, !- Vertex 3 X-coordinate {m}
61.783, !- Vertex 3 Y-coordinate {m}
0, !- Vertex 3 Z-coordinate {m}
77.424, !- Vertex 4 X-coordinate {m}
61.783, !- Vertex 4 Y-coordinate {m}
2.134, !- Vertex 4 Z-coordinate {m}
, !- Vertex 5 X-coordinate {m}
, !- Vertex 5 Y-coordinate {m}
, !- Vertex 5 Z-coordinate {m}
, !- Vertex 6 X-coordinate {m}
, !- Vertex 6 Y-coordinate {m}
, !- Vertex 6 Z-coordinate {m}
, !- Vertex 7 X-coordinate {m}
, !- Vertex 7 Y-coordinate {m}
, !- Vertex 7 Z-coordinate {m}
, !- Vertex 8 X-coordinate {m}
, !- Vertex 8 Y-coordinate {m}
, !- Vertex 8 Z-coordinate {m}
, !- Vertex 9 X-coordinate {m}
, !- Vertex 9 Y-coordinate {m}
, !- Vertex 9 Z-coordinate {m}
, !- Vertex 10 X-coordinate {m}
, !- Vertex 10 Y-coordinate {m}
, !- Vertex 10 Z-coordinate {m}
, !- Vertex 11 X-coordinate {m}
, !- Vertex 11 Y-coordinate {m}
, !- Vertex 11 Z-coordinate {m}
, !- Vertex 12 X-coordinate {m}
, !- Vertex 12 Y-coordinate {m}
, !- Vertex 12 Z-coordinate {m}
, !- Vertex 13 X-coordinate {m}
, !- Vertex 13 Y-coordinate {m}
, !- Vertex 13 Z-coordinate {m}
, !- Vertex 14 X-coordinate {m}
, !- Vertex 14 Y-coordinate {m}
, !- Vertex 14 Z-coordinate {m}
, !- Vertex 15 X-coordinate {m}
, !- Vertex 15 Y-coordinate {m}
, !- Vertex 15 Z-coordinate {m}
, !- Vertex 16 X-coordinate {m}
, !- Vertex 16 Y-coordinate {m}
, !- Vertex 16 Z-coordinate {m}
, !- Vertex 17 X-coordinate {m}
, !- Vertex 17 Y-coordinate {m}
, !- Vertex 17 Z-coordinate {m}
, !- Vertex 18 X-coordinate {m}
, !- Vertex 18 Y-coordinate {m}
, !- Vertex 18 Z-coordinate {m}
, !- Vertex 19 X-coordinate {m}
, !- Vertex 19 Y-coordinate {m}
, !- Vertex 19 Z-coordinate {m}
, !- Vertex 20 X-coordinate {m}
, !- Vertex 20 Y-coordinate {m}
; !- Vertex 20 Z-coordinate {m}
BuildingSurface:Detailed,
L1-119-DeliCooler_Srf_4, !- Name
Wall, !- Surface Type
Hole, !- Construction Name
L1-119-DeliCooler Thermal Zone, !- Zone Name
Surface, !- Outside Boundary Condition
L1-118-PreparedFoodsPrep_Srf_2, !- Outside Boundary Condition Object
NoSun, !- Sun Exposure
NoWind, !- Wind Exposure
, !- View Factor to Ground
4, !- Number of Vertices
77.424, !- Vertex 1 X-coordinate {m}
61.783, !- Vertex 1 Y-coordinate {m}
2.134, !- Vertex 1 Z-coordinate {m}
77.424, !- Vertex 2 X-coordinate {m}
61.783, !- Vertex 2 Y-coordinate {m}
0, !- Vertex 2 Z-coordinate {m}
77.424, !- Vertex 3 X-coordinate {m}
58.339, !- Vertex 3 Y-coordinate {m}
0, !- Vertex 3 Z-coordinate {m}
77.424, !- Vertex 4 X-coordinate {m}
58.339, !- Vertex 4 Y-coordinate {m}
2.134, !- Vertex 4 Z-coordinate {m}
, !- Vertex 5 X-coordinate {m}
, !- Vertex 5 Y-coordinate {m}
, !- Vertex 5 Z-coordinate {m}
, !- Vertex 6 X-coordinate {m}
, !- Vertex 6 Y-coordinate {m}
, !- Vertex 6 Z-coordinate {m}
, !- Vertex 7 X-coordinate {m}
, !- Vertex 7 Y-coordinate {m}
, !- Vertex 7 Z-coordinate {m}
, !- Vertex 8 X-coordinate {m}
, !- Vertex 8 Y-coordinate {m}
, !- Vertex 8 Z-coordinate {m}
, !- Vertex 9 X-coordinate {m}
, !- Vertex 9 Y-coordinate {m}
, !- Vertex 9 Z-coordinate {m}
, !- Vertex 10 X-coordinate {m}
, !- Vertex 10 Y-coordinate {m}
, !- Vertex 10 Z-coordinate {m}
, !- Vertex 11 X-coordinate {m}
, !- Vertex 11 Y-coordinate {m}
, !- Vertex 11 Z-coordinate {m}
, !- Vertex 12 X-coordinate {m}
, !- Vertex 12 Y-coordinate {m}
, !- Vertex 12 Z-coordinate {m}
, !- Vertex 13 X-coordinate {m}
, !- Vertex 13 Y-coordinate {m}
, !- Vertex 13 Z-coordinate {m}
, !- Vertex 14 X-coordinate {m}
, !- Vertex 14 Y-coordinate {m}
, !- Vertex 14 Z-coordinate {m}
, !- Vertex 15 X-coordinate {m}
, !- Vertex 15 Y-coordinate {m}
, !- Vertex 15 Z-coordinate {m}
, !- Vertex 16 X-coordinate {m}
, !- Vertex 16 Y-coordinate {m}
, !- Vertex 16 Z-coordinate {m}
, !- Vertex 17 X-coordinate {m}
, !- Vertex 17 Y-coordinate {m}
, !- Vertex 17 Z-coordinate {m}
, !- Vertex 18 X-coordinate {m}
, !- Vertex 18 Y-coordinate {m}
, !- Vertex 18 Z-coordinate {m}
, !- Vertex 19 X-coordinate {m}
, !- Vertex 19 Y-coordinate {m}
, !- Vertex 19 Z-coordinate {m}
, !- Vertex 20 X-coordinate {m}
, !- Vertex 20 Y-coordinate {m}
; !- Vertex 20 Z-coordinate {m}
BuildingSurface:Detailed,
L1-119-DeliCooler_Srf_5, !- Name
Wall, !- Surface Type
Hole, !- Construction Name
L1-119-DeliCooler Thermal Zone, !- Zone Name
Surface, !- Outside Boundary Condition
L1-122-Corridor_Srf_7, !- Outside Boundary Condition Object
NoSun, !- Sun Exposure
NoWind, !- Wind Exposure
, !- View Factor to Ground
4, !- Number of Vertices
77.424, !- Vertex 1 X-coordinate {m}
58.339, !- Vertex 1 Y-coordinate {m}
2.134, !- Vertex 1 Z-coordinate {m}
77.424, !- Vertex 2 X-coordinate {m}
58.339, !- Vertex 2 Y-coordinate {m}
0, !- Vertex 2 Z-coordinate {m}
78.334, !- Vertex 3 X-coordinate {m}
58.339, !- Vertex 3 Y-coordinate {m}
0, !- Vertex 3 Z-coordinate {m}
78.334, !- Vertex 4 X-coordinate {m}
58.339, !- Vertex 4 Y-coordinate {m}
2.134, !- Vertex 4 Z-coordinate {m}
, !- Vertex 5 X-coordinate {m}
, !- Vertex 5 Y-coordinate {m}
, !- Vertex 5 Z-coordinate {m}
, !- Vertex 6 X-coordinate {m}
, !- Vertex 6 Y-coordinate {m}
, !- Vertex 6 Z-coordinate {m}
, !- Vertex 7 X-coordinate {m}
, !- Vertex 7 Y-coordinate {m}
, !- Vertex 7 Z-coordinate {m}
, !- Vertex 8 X-coordinate {m}
, !- Vertex 8 Y-coordinate {m}
, !- Vertex 8 Z-coordinate {m}
, !- Vertex 9 X-coordinate {m}
, !- Vertex 9 Y-coordinate {m}
, !- Vertex 9 Z-coordinate {m}
, !- Vertex 10 X-coordinate {m}
, !- Vertex 10 Y-coordinate {m}
, !- Vertex 10 Z-coordinate {m}
, !- Vertex 11 X-coordinate {m}
, !- Vertex 11 Y-coordinate {m}
, !- Vertex 11 Z-coordinate {m}
, !- Vertex 12 X-coordinate {m}
, !- Vertex 12 Y-coordinate {m}
, !- Vertex 12 Z-coordinate {m}
, !- Vertex 13 X-coordinate {m}
, !- Vertex 13 Y-coordinate {m}
, !- Vertex 13 Z-coordinate {m}
, !- Vertex 14 X-coordinate {m}
, !- Vertex 14 Y-coordinate {m}
, !- Vertex 14 Z-coordinate {m}
, !- Vertex 15 X-coordinate {m}
, !- Vertex 15 Y-coordinate {m}
, !- Vertex 15 Z-coordinate {m}
, !- Vertex 16 X-coordinate {m}
, !- Vertex 16 Y-coordinate {m}
, !- Vertex 16 Z-coordinate {m}
, !- Vertex 17 X-coordinate {m}
, !- Vertex 17 Y-coordinate {m}
, !- Vertex 17 Z-coordinate {m}
, !- Vertex 18 X-coordinate {m}
, !- Vertex 18 Y-coordinate {m}
, !- Vertex 18 Z-coordinate {m}
, !- Vertex 19 X-coordinate {m}
, !- Vertex 19 Y-coordinate {m}
, !- Vertex 19 Z-coordinate {m}
, !- Vertex 20 X-coordinate {m}
, !- Vertex 20 Y-coordinate {m}
; !- Vertex 20 Z-coordinate {m}
BuildingSurface:Detailed,
L1-119-DeliCooler_Srf_6, !- Name
Ceiling, !- Surface Type
Hole, !- Construction Name
L1-119-DeliCooler Thermal Zone, !- Zone Name
Surface, !- Outside Boundary Condition
L1S1-DeliCooler_Srf_0, !- Outside Boundary Condition Object
NoSun, !- Sun Exposure
NoWind, !- Wind Exposure
, !- View Factor to Ground
4, !- Number of Vertices
77.424, !- Vertex 1 X-coordinate {m}
61.783, !- Vertex 1 Y-coordinate {m}
2.134, !- Vertex 1 Z-coordinate {m}
77.424, !- Vertex 2 X-coordinate {m}
58.339, !- Vertex 2 Y-coordinate {m}
2.134, !- Vertex 2 Z-coordinate {m}
79.675, !- Vertex 3 X-coordinate {m}
58.339, !- Vertex 3 Y-coordinate {m}
2.134, !- Vertex 3 Z-coordinate {m}
79.675, !- Vertex 4 X-coordinate {m}
61.783, !- Vertex 4 Y-coordinate {m}
2.134, !- Vertex 4 Z-coordinate {m}
, !- Vertex 5 X-coordinate {m}
, !- Vertex 5 Y-coordinate {m}
, !- Vertex 5 Z-coordinate {m}
, !- Vertex 6 X-coordinate {m}
, !- Vertex 6 Y-coordinate {m}
, !- Vertex 6 Z-coordinate {m}
, !- Vertex 7 X-coordinate {m}
, !- Vertex 7 Y-coordinate {m}
, !- Vertex 7 Z-coordinate {m}
, !- Vertex 8 X-coordinate {m}
, !- Vertex 8 Y-coordinate {m}
, !- Vertex 8 Z-coordinate {m}
, !- Vertex 9 X-coordinate {m}
, !- Vertex 9 Y-coordinate {m}
, !- Vertex 9 Z-coordinate {m}
, !- Vertex 10 X-coordinate {m}
, !- Vertex 10 Y-coordinate {m}
, !- Vertex 10 Z-coordinate {m}
, !- Vertex 11 X-coordinate {m}
, !- Vertex 11 Y-coordinate {m}
, !- Vertex 11 Z-coordinate {m}
, !- Vertex 12 X-coordinate {m}
, !- Vertex 12 Y-coordinate {m}
, !- Vertex 12 Z-coordinate {m}
, !- Vertex 13 X-coordinate {m}
, !- Vertex 13 Y-coordinate {m}
, !- Vertex 13 Z-coordinate {m}
, !- Vertex 14 X-coordinate {m}
, !- Vertex 14 Y-coordinate {m}
, !- Vertex 14 Z-coordinate {m}
, !- Vertex 15 X-coordinate {m}
, !- Vertex 15 Y-coordinate {m}
, !- Vertex 15 Z-coordinate {m}
, !- Vertex 16 X-coordinate {m}
, !- Vertex 16 Y-coordinate {m}
, !- Vertex 16 Z-coordinate {m}
, !- Vertex 17 X-coordinate {m}
, !- Vertex 17 Y-coordinate {m}
, !- Vertex 17 Z-coordinate {m}
, !- Vertex 18 X-coordinate {m}
, !- Vertex 18 Y-coordinate {m}
, !- Vertex 18 Z-coordinate {m}
, !- Vertex 19 X-coordinate {m}
, !- Vertex 19 Y-coordinate {m}
, !- Vertex 19 Z-coordinate {m}
, !- Vertex 20 X-coordinate {m}
, !- Vertex 20 Y-coordinate {m}
; !- Vertex 20 Z-coordinate {m}
BuildingSurface:Detailed,
L1-120-Women_Srf_0, !- Name
Floor, !- Surface Type
Hole, !- Construction Name
L1-120-Women Thermal Zone, !- Zone Name
ground, !- Outside Boundary Condition
, !- Outside Boundary Condition Object
NoSun, !- Sun Exposure
NoWind, !- Wind Exposure
, !- View Factor to Ground
4, !- Number of Vertices
76.566, !- Vertex 1 X-coordinate {m}
58.339, !- Vertex 1 Y-coordinate {m}
0, !- Vertex 1 Z-coordinate {m}
76.566, !- Vertex 2 X-coordinate {m}
56.218, !- Vertex 2 Y-coordinate {m}
0, !- Vertex 2 Z-coordinate {m}
74.219, !- Vertex 3 X-coordinate {m}
56.218, !- Vertex 3 Y-coordinate {m}
0, !- Vertex 3 Z-coordinate {m}
74.219, !- Vertex 4 X-coordinate {m}
58.339, !- Vertex 4 Y-coordinate {m}
0, !- Vertex 4 Z-coordinate {m}
, !- Vertex 5 X-coordinate {m}
, !- Vertex 5 Y-coordinate {m}
, !- Vertex 5 Z-coordinate {m}
, !- Vertex 6 X-coordinate {m}
, !- Vertex 6 Y-coordinate {m}
, !- Vertex 6 Z-coordinate {m}
, !- Vertex 7 X-coordinate {m}
, !- Vertex 7 Y-coordinate {m}
, !- Vertex 7 Z-coordinate {m}
, !- Vertex 8 X-coordinate {m}
, !- Vertex 8 Y-coordinate {m}
, !- Vertex 8 Z-coordinate {m}
, !- Vertex 9 X-coordinate {m}
, !- Vertex 9 Y-coordinate {m}
, !- Vertex 9 Z-coordinate {m}
, !- Vertex 10 X-coordinate {m}
, !- Vertex 10 Y-coordinate {m}
, !- Vertex 10 Z-coordinate {m}
, !- Vertex 11 X-coordinate {m}
, !- Vertex 11 Y-coordinate {m}
, !- Vertex 11 Z-coordinate {m}
, !- Vertex 12 X-coordinate {m}
, !- Vertex 12 Y-coordinate {m}
, !- Vertex 12 Z-coordinate {m}
, !- Vertex 13 X-coordinate {m}
, !- Vertex 13 Y-coordinate {m}
, !- Vertex 13 Z-coordinate {m}
, !- Vertex 14 X-coordinate {m}
, !- Vertex 14 Y-coordinate {m}
, !- Vertex 14 Z-coordinate {m}
, !- Vertex 15 X-coordinate {m}
, !- Vertex 15 Y-coordinate {m}
, !- Vertex 15 Z-coordinate {m}
, !- Vertex 16 X-coordinate {m}
, !- Vertex 16 Y-coordinate {m}
, !- Vertex 16 Z-coordinate {m}
, !- Vertex 17 X-coordinate {m}
, !- Vertex 17 Y-coordinate {m}
, !- Vertex 17 Z-coordinate {m}
, !- Vertex 18 X-coordinate {m}
, !- Vertex 18 Y-coordinate {m}
, !- Vertex 18 Z-coordinate {m}
, !- Vertex 19 X-coordinate {m}
, !- Vertex 19 Y-coordinate {m}
, !- Vertex 19 Z-coordinate {m}
, !- Vertex 20 X-coordinate {m}
, !- Vertex 20 Y-coordinate {m}
; !- Vertex 20 Z-coordinate {m}
BuildingSurface:Detailed,
L1-120-Women_Srf_1, !- Name
Wall, !- Surface Type
Hole, !- Construction Name
L1-120-Women Thermal Zone, !- Zone Name
Surface, !- Outside Boundary Condition
L1-101-SalesCirculation4_Srf_25, !- Outside Boundary Condition Object
NoSun, !- Sun Exposure
NoWind, !- Wind Exposure
, !- View Factor to Ground
4, !- Number of Vertices
74.219, !- Vertex 1 X-coordinate {m}
58.339, !- Vertex 1 Y-coordinate {m}
2.134, !- Vertex 1 Z-coordinate {m}
74.219, !- Vertex 2 X-coordinate {m}
58.339, !- Vertex 2 Y-coordinate {m}
0, !- Vertex 2 Z-coordinate {m}
74.219, !- Vertex 3 X-coordinate {m}
56.218, !- Vertex 3 Y-coordinate {m}
0, !- Vertex 3 Z-coordinate {m}
74.219, !- Vertex 4 X-coordinate {m}
56.218, !- Vertex 4 Y-coordinate {m}
2.134, !- Vertex 4 Z-coordinate {m}
, !- Vertex 5 X-coordinate {m}
, !- Vertex 5 Y-coordinate {m}
, !- Vertex 5 Z-coordinate {m}
, !- Vertex 6 X-coordinate {m}
, !- Vertex 6 Y-coordinate {m}
, !- Vertex 6 Z-coordinate {m}
, !- Vertex 7 X-coordinate {m}
, !- Vertex 7 Y-coordinate {m}
, !- Vertex 7 Z-coordinate {m}
, !- Vertex 8 X-coordinate {m}
, !- Vertex 8 Y-coordinate {m}
, !- Vertex 8 Z-coordinate {m}
, !- Vertex 9 X-coordinate {m}
, !- Vertex 9 Y-coordinate {m}
, !- Vertex 9 Z-coordinate {m}
, !- Vertex 10 X-coordinate {m}
, !- Vertex 10 Y-coordinate {m}
, !- Vertex 10 Z-coordinate {m}
, !- Vertex 11 X-coordinate {m}
, !- Vertex 11 Y-coordinate {m}
, !- Vertex 11 Z-coordinate {m}
, !- Vertex 12 X-coordinate {m}
, !- Vertex 12 Y-coordinate {m}
, !- Vertex 12 Z-coordinate {m}
, !- Vertex 13 X-coordinate {m}
, !- Vertex 13 Y-coordinate {m}
, !- Vertex 13 Z-coordinate {m}
, !- Vertex 14 X-coordinate {m}
, !- Vertex 14 Y-coordinate {m}
, !- Vertex 14 Z-coordinate {m}
, !- Vertex 15 X-coordinate {m}
, !- Vertex 15 Y-coordinate {m}
, !- Vertex 15 Z-coordinate {m}
, !- Vertex 16 X-coordinate {m}
, !- Vertex 16 Y-coordinate {m}
, !- Vertex 16 Z-coordinate {m}
, !- Vertex 17 X-coordinate {m}
, !- Vertex 17 Y-coordinate {m}
, !- Vertex 17 Z-coordinate {m}
, !- Vertex 18 X-coordinate {m}
, !- Vertex 18 Y-coordinate {m}
, !- Vertex 18 Z-coordinate {m}
, !- Vertex 19 X-coordinate {m}
, !- Vertex 19 Y-coordinate {m}
, !- Vertex 19 Z-coordinate {m}
, !- Vertex 20 X-coordinate {m}
, !- Vertex 20 Y-coordinate {m}
; !- Vertex 20 Z-coordinate {m}
BuildingSurface:Detailed,
L1-120-Women_Srf_2, !- Name
Wall, !- Surface Type
Hole, !- Construction Name
L1-120-Women Thermal Zone, !- Zone Name
Surface, !- Outside Boundary Condition
L1-121-Men_Srf_2, !- Outside Boundary Condition Object
NoSun, !- Sun Exposure
NoWind, !- Wind Exposure
, !- View Factor to Ground
4, !- Number of Vertices
74.219, !- Vertex 1 X-coordinate {m}
56.218, !- Vertex 1 Y-coordinate {m}
2.134, !- Vertex 1 Z-coordinate {m}
74.219, !- Vertex 2 X-coordinate {m}
56.218, !- Vertex 2 Y-coordinate {m}
0, !- Vertex 2 Z-coordinate {m}
76.566, !- Vertex 3 X-coordinate {m}
56.218, !- Vertex 3 Y-coordinate {m}
0, !- Vertex 3 Z-coordinate {m}
76.566, !- Vertex 4 X-coordinate {m}
56.218, !- Vertex 4 Y-coordinate {m}
2.134, !- Vertex 4 Z-coordinate {m}
, !- Vertex 5 X-coordinate {m}
, !- Vertex 5 Y-coordinate {m}
, !- Vertex 5 Z-coordinate {m}
, !- Vertex 6 X-coordinate {m}
, !- Vertex 6 Y-coordinate {m}
, !- Vertex 6 Z-coordinate {m}
, !- Vertex 7 X-coordinate {m}
, !- Vertex 7 Y-coordinate {m}
, !- Vertex 7 Z-coordinate {m}
, !- Vertex 8 X-coordinate {m}
, !- Vertex 8 Y-coordinate {m}
, !- Vertex 8 Z-coordinate {m}
, !- Vertex 9 X-coordinate {m}
, !- Vertex 9 Y-coordinate {m}
, !- Vertex 9 Z-coordinate {m}
, !- Vertex 10 X-coordinate {m}
, !- Vertex 10 Y-coordinate {m}
, !- Vertex 10 Z-coordinate {m}
, !- Vertex 11 X-coordinate {m}
, !- Vertex 11 Y-coordinate {m}
, !- Vertex 11 Z-coordinate {m}
, !- Vertex 12 X-coordinate {m}
, !- Vertex 12 Y-coordinate {m}
, !- Vertex 12 Z-coordinate {m}
, !- Vertex 13 X-coordinate {m}
, !- Vertex 13 Y-coordinate {m}
, !- Vertex 13 Z-coordinate {m}
, !- Vertex 14 X-coordinate {m}
, !- Vertex 14 Y-coordinate {m}
, !- Vertex 14 Z-coordinate {m}
, !- Vertex 15 X-coordinate {m}
, !- Vertex 15 Y-coordinate {m}
, !- Vertex 15 Z-coordinate {m}
, !- Vertex 16 X-coordinate {m}
, !- Vertex 16 Y-coordinate {m}
, !- Vertex 16 Z-coordinate {m}
, !- Vertex 17 X-coordinate {m}
, !- Vertex 17 Y-coordinate {m}
, !- Vertex 17 Z-coordinate {m}
, !- Vertex 18 X-coordinate {m}
, !- Vertex 18 Y-coordinate {m}
, !- Vertex 18 Z-coordinate {m}
, !- Vertex 19 X-coordinate {m}
, !- Vertex 19 Y-coordinate {m}
, !- Vertex 19 Z-coordinate {m}
, !- Vertex 20 X-coordinate {m}
, !- Vertex 20 Y-coordinate {m}
; !- Vertex 20 Z-coordinate {m}
BuildingSurface:Detailed,
L1-120-Women_Srf_3, !- Name
Wall, !- Surface Type
Hole, !- Construction Name
L1-120-Women Thermal Zone, !- Zone Name
Surface, !- Outside Boundary Condition
L1-122-Corridor_Srf_2, !- Outside Boundary Condition Object
NoSun, !- Sun Exposure
NoWind, !- Wind Exposure
, !- View Factor to Ground
4, !- Number of Vertices
76.566, !- Vertex 1 X-coordinate {m}
56.218, !- Vertex 1 Y-coordinate {m}
2.134, !- Vertex 1 Z-coordinate {m}
76.566, !- Vertex 2 X-coordinate {m}
56.218, !- Vertex 2 Y-coordinate {m}
0, !- Vertex 2 Z-coordinate {m}
76.566, !- Vertex 3 X-coordinate {m}
58.339, !- Vertex 3 Y-coordinate {m}
0, !- Vertex 3 Z-coordinate {m}
76.566, !- Vertex 4 X-coordinate {m}
58.339, !- Vertex 4 Y-coordinate {m}
2.134, !- Vertex 4 Z-coordinate {m}
, !- Vertex 5 X-coordinate {m}
, !- Vertex 5 Y-coordinate {m}
, !- Vertex 5 Z-coordinate {m}
, !- Vertex 6 X-coordinate {m}
, !- Vertex 6 Y-coordinate {m}
, !- Vertex 6 Z-coordinate {m}
, !- Vertex 7 X-coordinate {m}
, !- Vertex 7 Y-coordinate {m}
, !- Vertex 7 Z-coordinate {m}
, !- Vertex 8 X-coordinate {m}
, !- Vertex 8 Y-coordinate {m}
, !- Vertex 8 Z-coordinate {m}
, !- Vertex 9 X-coordinate {m}
, !- Vertex 9 Y-coordinate {m}
, !- Vertex 9 Z-coordinate {m}
, !- Vertex 10 X-coordinate {m}
, !- Vertex 10 Y-coordinate {m}
, !- Vertex 10 Z-coordinate {m}
, !- Vertex 11 X-coordinate {m}
, !- Vertex 11 Y-coordinate {m}
, !- Vertex 11 Z-coordinate {m}
, !- Vertex 12 X-coordinate {m}
, !- Vertex 12 Y-coordinate {m}
, !- Vertex 12 Z-coordinate {m}
, !- Vertex 13 X-coordinate {m}
, !- Vertex 13 Y-coordinate {m}
, !- Vertex 13 Z-coordinate {m}
, !- Vertex 14 X-coordinate {m}
, !- Vertex 14 Y-coordinate {m}
, !- Vertex 14 Z-coordinate {m}
, !- Vertex 15 X-coordinate {m}
, !- Vertex 15 Y-coordinate {m}
, !- Vertex 15 Z-coordinate {m}
, !- Vertex 16 X-coordinate {m}
, !- Vertex 16 Y-coordinate {m}
, !- Vertex 16 Z-coordinate {m}
, !- Vertex 17 X-coordinate {m}
, !- Vertex 17 Y-coordinate {m}
, !- Vertex 17 Z-coordinate {m}
, !- Vertex 18 X-coordinate {m}
, !- Vertex 18 Y-coordinate {m}
, !- Vertex 18 Z-coordinate {m}
, !- Vertex 19 X-coordinate {m}
, !- Vertex 19 Y-coordinate {m}
, !- Vertex 19 Z-coordinate {m}
, !- Vertex 20 X-coordinate {m}
, !- Vertex 20 Y-coordinate {m}
; !- Vertex 20 Z-coordinate {m}
BuildingSurface:Detailed,
L1-120-Women_Srf_4, !- Name
Wall, !- Surface Type
Hole, !- Construction Name
L1-120-Women Thermal Zone, !- Zone Name
Surface, !- Outside Boundary Condition
L1-118-PreparedFoodsPrep_Srf_7, !- Outside Boundary Condition Object
NoSun, !- Sun Exposure
NoWind, !- Wind Exposure
, !- View Factor to Ground
4, !- Number of Vertices
76.566, !- Vertex 1 X-coordinate {m}
58.339, !- Vertex 1 Y-coordinate {m}
2.134, !- Vertex 1 Z-coordinate {m}
76.566, !- Vertex 2 X-coordinate {m}
58.339, !- Vertex 2 Y-coordinate {m}
0, !- Vertex 2 Z-coordinate {m}
74.219, !- Vertex 3 X-coordinate {m}
58.339, !- Vertex 3 Y-coordinate {m}
0, !- Vertex 3 Z-coordinate {m}
74.219, !- Vertex 4 X-coordinate {m}
58.339, !- Vertex 4 Y-coordinate {m}
2.134, !- Vertex 4 Z-coordinate {m}
, !- Vertex 5 X-coordinate {m}
, !- Vertex 5 Y-coordinate {m}
, !- Vertex 5 Z-coordinate {m}
, !- Vertex 6 X-coordinate {m}
, !- Vertex 6 Y-coordinate {m}
, !- Vertex 6 Z-coordinate {m}
, !- Vertex 7 X-coordinate {m}
, !- Vertex 7 Y-coordinate {m}
, !- Vertex 7 Z-coordinate {m}
, !- Vertex 8 X-coordinate {m}
, !- Vertex 8 Y-coordinate {m}
, !- Vertex 8 Z-coordinate {m}
, !- Vertex 9 X-coordinate {m}
, !- Vertex 9 Y-coordinate {m}
, !- Vertex 9 Z-coordinate {m}
, !- Vertex 10 X-coordinate {m}
, !- Vertex 10 Y-coordinate {m}
, !- Vertex 10 Z-coordinate {m}
, !- Vertex 11 X-coordinate {m}
, !- Vertex 11 Y-coordinate {m}
, !- Vertex 11 Z-coordinate {m}
, !- Vertex 12 X-coordinate {m}
, !- Vertex 12 Y-coordinate {m}
, !- Vertex 12 Z-coordinate {m}
, !- Vertex 13 X-coordinate {m}
, !- Vertex 13 Y-coordinate {m}
, !- Vertex 13 Z-coordinate {m}
, !- Vertex 14 X-coordinate {m}
, !- Vertex 14 Y-coordinate {m}
, !- Vertex 14 Z-coordinate {m}
, !- Vertex 15 X-coordinate {m}
, !- Vertex 15 Y-coordinate {m}
, !- Vertex 15 Z-coordinate {m}
, !- Vertex 16 X-coordinate {m}
, !- Vertex 16 Y-coordinate {m}
, !- Vertex 16 Z-coordinate {m}
, !- Vertex 17 X-coordinate {m}
, !- Vertex 17 Y-coordinate {m}
, !- Vertex 17 Z-coordinate {m}
, !- Vertex 18 X-coordinate {m}
, !- Vertex 18 Y-coordinate {m}
, !- Vertex 18 Z-coordinate {m}
, !- Vertex 19 X-coordinate {m}
, !- Vertex 19 Y-coordinate {m}
, !- Vertex 19 Z-coordinate {m}
, !- Vertex 20 X-coordinate {m}
, !- Vertex 20 Y-coordinate {m}
; !- Vertex 20 Z-coordinate {m}
BuildingSurface:Detailed,
L1-120-Women_Srf_5, !- Name
Ceiling, !- Surface Type
Hole, !- Construction Name
L1-120-Women Thermal Zone, !- Zone Name
Surface, !- Outside Boundary Condition
L1S1-Women_Srf_0, !- Outside Boundary Condition Object
NoSun, !- Sun Exposure
NoWind, !- Wind Exposure
, !- View Factor to Ground
4, !- Number of Vertices
74.219, !- Vertex 1 X-coordinate {m}
58.339, !- Vertex 1 Y-coordinate {m}
2.134, !- Vertex 1 Z-coordinate {m}
74.219, !- Vertex 2 X-coordinate {m}
56.218, !- Vertex 2 Y-coordinate {m}
2.134, !- Vertex 2 Z-coordinate {m}
76.566, !- Vertex 3 X-coordinate {m}
56.218, !- Vertex 3 Y-coordinate {m}
2.134, !- Vertex 3 Z-coordinate {m}
76.566, !- Vertex 4 X-coordinate {m}
58.339, !- Vertex 4 Y-coordinate {m}
2.134, !- Vertex 4 Z-coordinate {m}
, !- Vertex 5 X-coordinate {m}
, !- Vertex 5 Y-coordinate {m}
, !- Vertex 5 Z-coordinate {m}
, !- Vertex 6 X-coordinate {m}
, !- Vertex 6 Y-coordinate {m}
, !- Vertex 6 Z-coordinate {m}
, !- Vertex 7 X-coordinate {m}
, !- Vertex 7 Y-coordinate {m}
, !- Vertex 7 Z-coordinate {m}
, !- Vertex 8 X-coordinate {m}
, !- Vertex 8 Y-coordinate {m}
, !- Vertex 8 Z-coordinate {m}
, !- Vertex 9 X-coordinate {m}
, !- Vertex 9 Y-coordinate {m}
, !- Vertex 9 Z-coordinate {m}
, !- Vertex 10 X-coordinate {m}
, !- Vertex 10 Y-coordinate {m}
, !- Vertex 10 Z-coordinate {m}
, !- Vertex 11 X-coordinate {m}
, !- Vertex 11 Y-coordinate {m}
, !- Vertex 11 Z-coordinate {m}
, !- Vertex 12 X-coordinate {m}
, !- Vertex 12 Y-coordinate {m}
, !- Vertex 12 Z-coordinate {m}
, !- Vertex 13 X-coordinate {m}
, !- Vertex 13 Y-coordinate {m}
, !- Vertex 13 Z-coordinate {m}
, !- Vertex 14 X-coordinate {m}
, !- Vertex 14 Y-coordinate {m}
, !- Vertex 14 Z-coordinate {m}
, !- Vertex 15 X-coordinate {m}
, !- Vertex 15 Y-coordinate {m}
, !- Vertex 15 Z-coordinate {m}
, !- Vertex 16 X-coordinate {m}
, !- Vertex 16 Y-coordinate {m}
, !- Vertex 16 Z-coordinate {m}
, !- Vertex 17 X-coordinate {m}
, !- Vertex 17 Y-coordinate {m}
, !- Vertex 17 Z-coordinate {m}
, !- Vertex 18 X-coordinate {m}
, !- Vertex 18 Y-coordinate {m}
, !- Vertex 18 Z-coordinate {m}
, !- Vertex 19 X-coordinate {m}
, !- Vertex 19 Y-coordinate {m}
, !- Vertex 19 Z-coordinate {m}
, !- Vertex 20 X-coordinate {m}
, !- Vertex 20 Y-coordinate {m}
; !- Vertex 20 Z-coordinate {m}
BuildingSurface:Detailed,
L1-121-Men_Srf_0, !- Name
Floor, !- Surface Type
Hole, !- Construction Name
L1-121-Men Thermal Zone, !- Zone Name
ground, !- Outside Boundary Condition
, !- Outside Boundary Condition Object
NoSun, !- Sun Exposure
NoWind, !- Wind Exposure
, !- View Factor to Ground
4, !- Number of Vertices
76.566, !- Vertex 1 X-coordinate {m}
56.218, !- Vertex 1 Y-coordinate {m}
0, !- Vertex 1 Z-coordinate {m}
76.566, !- Vertex 2 X-coordinate {m}
53.584, !- Vertex 2 Y-coordinate {m}
0, !- Vertex 2 Z-coordinate {m}
74.219, !- Vertex 3 X-coordinate {m}
53.584, !- Vertex 3 Y-coordinate {m}
0, !- Vertex 3 Z-coordinate {m}
74.219, !- Vertex 4 X-coordinate {m}
56.218, !- Vertex 4 Y-coordinate {m}
0, !- Vertex 4 Z-coordinate {m}
, !- Vertex 5 X-coordinate {m}
, !- Vertex 5 Y-coordinate {m}
, !- Vertex 5 Z-coordinate {m}
, !- Vertex 6 X-coordinate {m}
, !- Vertex 6 Y-coordinate {m}
, !- Vertex 6 Z-coordinate {m}
, !- Vertex 7 X-coordinate {m}
, !- Vertex 7 Y-coordinate {m}
, !- Vertex 7 Z-coordinate {m}
, !- Vertex 8 X-coordinate {m}
, !- Vertex 8 Y-coordinate {m}
, !- Vertex 8 Z-coordinate {m}
, !- Vertex 9 X-coordinate {m}
, !- Vertex 9 Y-coordinate {m}
, !- Vertex 9 Z-coordinate {m}
, !- Vertex 10 X-coordinate {m}
, !- Vertex 10 Y-coordinate {m}
, !- Vertex 10 Z-coordinate {m}
, !- Vertex 11 X-coordinate {m}
, !- Vertex 11 Y-coordinate {m}
, !- Vertex 11 Z-coordinate {m}
, !- Vertex 12 X-coordinate {m}
, !- Vertex 12 Y-coordinate {m}
, !- Vertex 12 Z-coordinate {m}
, !- Vertex 13 X-coordinate {m}
, !- Vertex 13 Y-coordinate {m}
, !- Vertex 13 Z-coordinate {m}
, !- Vertex 14 X-coordinate {m}
, !- Vertex 14 Y-coordinate {m}
, !- Vertex 14 Z-coordinate {m}
, !- Vertex 15 X-coordinate {m}
, !- Vertex 15 Y-coordinate {m}
, !- Vertex 15 Z-coordinate {m}
, !- Vertex 16 X-coordinate {m}
, !- Vertex 16 Y-coordinate {m}
, !- Vertex 16 Z-coordinate {m}
, !- Vertex 17 X-coordinate {m}
, !- Vertex 17 Y-coordinate {m}
, !- Vertex 17 Z-coordinate {m}
, !- Vertex 18 X-coordinate {m}
, !- Vertex 18 Y-coordinate {m}
, !- Vertex 18 Z-coordinate {m}
, !- Vertex 19 X-coordinate {m}
, !- Vertex 19 Y-coordinate {m}
, !- Vertex 19 Z-coordinate {m}
, !- Vertex 20 X-coordinate {m}
, !- Vertex 20 Y-coordinate {m}
; !- Vertex 20 Z-coordinate {m}
BuildingSurface:Detailed,
L1-121-Men_Srf_1, !- Name
Wall, !- Surface Type
Hole, !- Construction Name
L1-121-Men Thermal Zone, !- Zone Name
Surface, !- Outside Boundary Condition
L1-122-Corridor_Srf_3, !- Outside Boundary Condition Object
NoSun, !- Sun Exposure
NoWind, !- Wind Exposure
, !- View Factor to Ground
4, !- Number of Vertices
76.566, !- Vertex 1 X-coordinate {m}
53.584, !- Vertex 1 Y-coordinate {m}
2.134, !- Vertex 1 Z-coordinate {m}
76.566, !- Vertex 2 X-coordinate {m}
53.584, !- Vertex 2 Y-coordinate {m}
0, !- Vertex 2 Z-coordinate {m}
76.566, !- Vertex 3 X-coordinate {m}
56.218, !- Vertex 3 Y-coordinate {m}
0, !- Vertex 3 Z-coordinate {m}
76.566, !- Vertex 4 X-coordinate {m}
56.218, !- Vertex 4 Y-coordinate {m}
2.134, !- Vertex 4 Z-coordinate {m}
, !- Vertex 5 X-coordinate {m}
, !- Vertex 5 Y-coordinate {m}
, !- Vertex 5 Z-coordinate {m}
, !- Vertex 6 X-coordinate {m}
, !- Vertex 6 Y-coordinate {m}
, !- Vertex 6 Z-coordinate {m}
, !- Vertex 7 X-coordinate {m}
, !- Vertex 7 Y-coordinate {m}
, !- Vertex 7 Z-coordinate {m}
, !- Vertex 8 X-coordinate {m}
, !- Vertex 8 Y-coordinate {m}
, !- Vertex 8 Z-coordinate {m}
, !- Vertex 9 X-coordinate {m}
, !- Vertex 9 Y-coordinate {m}
, !- Vertex 9 Z-coordinate {m}
, !- Vertex 10 X-coordinate {m}
, !- Vertex 10 Y-coordinate {m}
, !- Vertex 10 Z-coordinate {m}
, !- Vertex 11 X-coordinate {m}
, !- Vertex 11 Y-coordinate {m}
, !- Vertex 11 Z-coordinate {m}
, !- Vertex 12 X-coordinate {m}
, !- Vertex 12 Y-coordinate {m}
, !- Vertex 12 Z-coordinate {m}
, !- Vertex 13 X-coordinate {m}
, !- Vertex 13 Y-coordinate {m}
, !- Vertex 13 Z-coordinate {m}
, !- Vertex 14 X-coordinate {m}
, !- Vertex 14 Y-coordinate {m}
, !- Vertex 14 Z-coordinate {m}
, !- Vertex 15 X-coordinate {m}
, !- Vertex 15 Y-coordinate {m}
, !- Vertex 15 Z-coordinate {m}
, !- Vertex 16 X-coordinate {m}
, !- Vertex 16 Y-coordinate {m}
, !- Vertex 16 Z-coordinate {m}
, !- Vertex 17 X-coordinate {m}
, !- Vertex 17 Y-coordinate {m}
, !- Vertex 17 Z-coordinate {m}
, !- Vertex 18 X-coordinate {m}
, !- Vertex 18 Y-coordinate {m}
, !- Vertex 18 Z-coordinate {m}
, !- Vertex 19 X-coordinate {m}
, !- Vertex 19 Y-coordinate {m}
, !- Vertex 19 Z-coordinate {m}
, !- Vertex 20 X-coordinate {m}
, !- Vertex 20 Y-coordinate {m}
; !- Vertex 20 Z-coordinate {m}
BuildingSurface:Detailed,
L1-121-Men_Srf_2, !- Name
Wall, !- Surface Type
Hole, !- Construction Name
L1-121-Men Thermal Zone, !- Zone Name
Surface, !- Outside Boundary Condition
L1-120-Women_Srf_2, !- Outside Boundary Condition Object
NoSun, !- Sun Exposure
NoWind, !- Wind Exposure
, !- View Factor to Ground
4, !- Number of Vertices
76.566, !- Vertex 1 X-coordinate {m}
56.218, !- Vertex 1 Y-coordinate {m}
2.134, !- Vertex 1 Z-coordinate {m}
76.566, !- Vertex 2 X-coordinate {m}
56.218, !- Vertex 2 Y-coordinate {m}
0, !- Vertex 2 Z-coordinate {m}
74.219, !- Vertex 3 X-coordinate {m}
56.218, !- Vertex 3 Y-coordinate {m}
0, !- Vertex 3 Z-coordinate {m}
74.219, !- Vertex 4 X-coordinate {m}
56.218, !- Vertex 4 Y-coordinate {m}
2.134, !- Vertex 4 Z-coordinate {m}
, !- Vertex 5 X-coordinate {m}
, !- Vertex 5 Y-coordinate {m}
, !- Vertex 5 Z-coordinate {m}
, !- Vertex 6 X-coordinate {m}
, !- Vertex 6 Y-coordinate {m}
, !- Vertex 6 Z-coordinate {m}
, !- Vertex 7 X-coordinate {m}
, !- Vertex 7 Y-coordinate {m}
, !- Vertex 7 Z-coordinate {m}
, !- Vertex 8 X-coordinate {m}
, !- Vertex 8 Y-coordinate {m}
, !- Vertex 8 Z-coordinate {m}
, !- Vertex 9 X-coordinate {m}
, !- Vertex 9 Y-coordinate {m}
, !- Vertex 9 Z-coordinate {m}
, !- Vertex 10 X-coordinate {m}
, !- Vertex 10 Y-coordinate {m}
, !- Vertex 10 Z-coordinate {m}
, !- Vertex 11 X-coordinate {m}
, !- Vertex 11 Y-coordinate {m}
, !- Vertex 11 Z-coordinate {m}
, !- Vertex 12 X-coordinate {m}
, !- Vertex 12 Y-coordinate {m}
, !- Vertex 12 Z-coordinate {m}
, !- Vertex 13 X-coordinate {m}
, !- Vertex 13 Y-coordinate {m}
, !- Vertex 13 Z-coordinate {m}
, !- Vertex 14 X-coordinate {m}
, !- Vertex 14 Y-coordinate {m}
, !- Vertex 14 Z-coordinate {m}
, !- Vertex 15 X-coordinate {m}
, !- Vertex 15 Y-coordinate {m}
, !- Vertex 15 Z-coordinate {m}
, !- Vertex 16 X-coordinate {m}
, !- Vertex 16 Y-coordinate {m}
, !- Vertex 16 Z-coordinate {m}
, !- Vertex 17 X-coordinate {m}
, !- Vertex 17 Y-coordinate {m}
, !- Vertex 17 Z-coordinate {m}
, !- Vertex 18 X-coordinate {m}
, !- Vertex 18 Y-coordinate {m}
, !- Vertex 18 Z-coordinate {m}
, !- Vertex 19 X-coordinate {m}
, !- Vertex 19 Y-coordinate {m}
, !- Vertex 19 Z-coordinate {m}
, !- Vertex 20 X-coordinate {m}
, !- Vertex 20 Y-coordinate {m}
; !- Vertex 20 Z-coordinate {m}
BuildingSurface:Detailed,
L1-121-Men_Srf_3, !- Name
Wall, !- Surface Type
Hole, !- Construction Name
L1-121-Men Thermal Zone, !- Zone Name
Surface, !- Outside Boundary Condition
L1-101-SalesCirculation4_Srf_24, !- Outside Boundary Condition Object
NoSun, !- Sun Exposure
NoWind, !- Wind Exposure
, !- View Factor to Ground
4, !- Number of Vertices
74.219, !- Vertex 1 X-coordinate {m}
56.218, !- Vertex 1 Y-coordinate {m}
2.134, !- Vertex 1 Z-coordinate {m}
74.219, !- Vertex 2 X-coordinate {m}
56.218, !- Vertex 2 Y-coordinate {m}
0, !- Vertex 2 Z-coordinate {m}
74.219, !- Vertex 3 X-coordinate {m}
53.584, !- Vertex 3 Y-coordinate {m}
0, !- Vertex 3 Z-coordinate {m}
74.219, !- Vertex 4 X-coordinate {m}
53.584, !- Vertex 4 Y-coordinate {m}
2.134, !- Vertex 4 Z-coordinate {m}
, !- Vertex 5 X-coordinate {m}
, !- Vertex 5 Y-coordinate {m}
, !- Vertex 5 Z-coordinate {m}
, !- Vertex 6 X-coordinate {m}
, !- Vertex 6 Y-coordinate {m}
, !- Vertex 6 Z-coordinate {m}
, !- Vertex 7 X-coordinate {m}
, !- Vertex 7 Y-coordinate {m}
, !- Vertex 7 Z-coordinate {m}
, !- Vertex 8 X-coordinate {m}
, !- Vertex 8 Y-coordinate {m}
, !- Vertex 8 Z-coordinate {m}
, !- Vertex 9 X-coordinate {m}
, !- Vertex 9 Y-coordinate {m}
, !- Vertex 9 Z-coordinate {m}
, !- Vertex 10 X-coordinate {m}
, !- Vertex 10 Y-coordinate {m}
, !- Vertex 10 Z-coordinate {m}
, !- Vertex 11 X-coordinate {m}
, !- Vertex 11 Y-coordinate {m}
, !- Vertex 11 Z-coordinate {m}
, !- Vertex 12 X-coordinate {m}
, !- Vertex 12 Y-coordinate {m}
, !- Vertex 12 Z-coordinate {m}
, !- Vertex 13 X-coordinate {m}
, !- Vertex 13 Y-coordinate {m}
, !- Vertex 13 Z-coordinate {m}
, !- Vertex 14 X-coordinate {m}
, !- Vertex 14 Y-coordinate {m}
, !- Vertex 14 Z-coordinate {m}
, !- Vertex 15 X-coordinate {m}
, !- Vertex 15 Y-coordinate {m}
, !- Vertex 15 Z-coordinate {m}
, !- Vertex 16 X-coordinate {m}
, !- Vertex 16 Y-coordinate {m}
, !- Vertex 16 Z-coordinate {m}
, !- Vertex 17 X-coordinate {m}
, !- Vertex 17 Y-coordinate {m}
, !- Vertex 17 Z-coordinate {m}
, !- Vertex 18 X-coordinate {m}
, !- Vertex 18 Y-coordinate {m}
, !- Vertex 18 Z-coordinate {m}
, !- Vertex 19 X-coordinate {m}
, !- Vertex 19 Y-coordinate {m}
, !- Vertex 19 Z-coordinate {m}
, !- Vertex 20 X-coordinate {m}
, !- Vertex 20 Y-coordinate {m}
; !- Vertex 20 Z-coordinate {m}
BuildingSurface:Detailed,
L1-121-Men_Srf_4, !- Name
Wall, !- Surface Type
Hole, !- Construction Name
L1-121-Men Thermal Zone, !- Zone Name
Surface, !- Outside Boundary Condition
L1-101-SalesCirculation5_Srf_5, !- Outside Boundary Condition Object
NoSun, !- Sun Exposure
NoWind, !- Wind Exposure
, !- View Factor to Ground
4, !- Number of Vertices
74.219, !- Vertex 1 X-coordinate {m}
53.584, !- Vertex 1 Y-coordinate {m}
2.134, !- Vertex 1 Z-coordinate {m}
74.219, !- Vertex 2 X-coordinate {m}
53.584, !- Vertex 2 Y-coordinate {m}
0, !- Vertex 2 Z-coordinate {m}
76.566, !- Vertex 3 X-coordinate {m}
53.584, !- Vertex 3 Y-coordinate {m}
0, !- Vertex 3 Z-coordinate {m}
76.566, !- Vertex 4 X-coordinate {m}
53.584, !- Vertex 4 Y-coordinate {m}
2.134, !- Vertex 4 Z-coordinate {m}
, !- Vertex 5 X-coordinate {m}
, !- Vertex 5 Y-coordinate {m}
, !- Vertex 5 Z-coordinate {m}
, !- Vertex 6 X-coordinate {m}
, !- Vertex 6 Y-coordinate {m}
, !- Vertex 6 Z-coordinate {m}
, !- Vertex 7 X-coordinate {m}
, !- Vertex 7 Y-coordinate {m}
, !- Vertex 7 Z-coordinate {m}
, !- Vertex 8 X-coordinate {m}
, !- Vertex 8 Y-coordinate {m}
, !- Vertex 8 Z-coordinate {m}
, !- Vertex 9 X-coordinate {m}
, !- Vertex 9 Y-coordinate {m}
, !- Vertex 9 Z-coordinate {m}
, !- Vertex 10 X-coordinate {m}
, !- Vertex 10 Y-coordinate {m}
, !- Vertex 10 Z-coordinate {m}
, !- Vertex 11 X-coordinate {m}
, !- Vertex 11 Y-coordinate {m}
, !- Vertex 11 Z-coordinate {m}
, !- Vertex 12 X-coordinate {m}
, !- Vertex 12 Y-coordinate {m}
, !- Vertex 12 Z-coordinate {m}
, !- Vertex 13 X-coordinate {m}
, !- Vertex 13 Y-coordinate {m}
, !- Vertex 13 Z-coordinate {m}
, !- Vertex 14 X-coordinate {m}
, !- Vertex 14 Y-coordinate {m}
, !- Vertex 14 Z-coordinate {m}
, !- Vertex 15 X-coordinate {m}
, !- Vertex 15 Y-coordinate {m}
, !- Vertex 15 Z-coordinate {m}
, !- Vertex 16 X-coordinate {m}
, !- Vertex 16 Y-coordinate {m}
, !- Vertex 16 Z-coordinate {m}
, !- Vertex 17 X-coordinate {m}
, !- Vertex 17 Y-coordinate {m}
, !- Vertex 17 Z-coordinate {m}
, !- Vertex 18 X-coordinate {m}
, !- Vertex 18 Y-coordinate {m}
, !- Vertex 18 Z-coordinate {m}
, !- Vertex 19 X-coordinate {m}
, !- Vertex 19 Y-coordinate {m}
, !- Vertex 19 Z-coordinate {m}
, !- Vertex 20 X-coordinate {m}
, !- Vertex 20 Y-coordinate {m}
; !- Vertex 20 Z-coordinate {m}
BuildingSurface:Detailed,
L1-121-Men_Srf_5, !- Name
Ceiling, !- Surface Type
Hole, !- Construction Name
L1-121-Men Thermal Zone, !- Zone Name
Surface, !- Outside Boundary Condition
L1S1-Men_Srf_0, !- Outside Boundary Condition Object
NoSun, !- Sun Exposure
NoWind, !- Wind Exposure
, !- View Factor to Ground
4, !- Number of Vertices
74.219, !- Vertex 1 X-coordinate {m}
56.218, !- Vertex 1 Y-coordinate {m}
2.134, !- Vertex 1 Z-coordinate {m}
74.219, !- Vertex 2 X-coordinate {m}
53.584, !- Vertex 2 Y-coordinate {m}
2.134, !- Vertex 2 Z-coordinate {m}
76.566, !- Vertex 3 X-coordinate {m}
53.584, !- Vertex 3 Y-coordinate {m}
2.134, !- Vertex 3 Z-coordinate {m}
76.566, !- Vertex 4 X-coordinate {m}
56.218, !- Vertex 4 Y-coordinate {m}
2.134, !- Vertex 4 Z-coordinate {m}
, !- Vertex 5 X-coordinate {m}
, !- Vertex 5 Y-coordinate {m}
, !- Vertex 5 Z-coordinate {m}
, !- Vertex 6 X-coordinate {m}
, !- Vertex 6 Y-coordinate {m}
, !- Vertex 6 Z-coordinate {m}
, !- Vertex 7 X-coordinate {m}
, !- Vertex 7 Y-coordinate {m}
, !- Vertex 7 Z-coordinate {m}
, !- Vertex 8 X-coordinate {m}
, !- Vertex 8 Y-coordinate {m}
, !- Vertex 8 Z-coordinate {m}
, !- Vertex 9 X-coordinate {m}
, !- Vertex 9 Y-coordinate {m}
, !- Vertex 9 Z-coordinate {m}
, !- Vertex 10 X-coordinate {m}
, !- Vertex 10 Y-coordinate {m}
, !- Vertex 10 Z-coordinate {m}
, !- Vertex 11 X-coordinate {m}
, !- Vertex 11 Y-coordinate {m}
, !- Vertex 11 Z-coordinate {m}
, !- Vertex 12 X-coordinate {m}
, !- Vertex 12 Y-coordinate {m}
, !- Vertex 12 Z-coordinate {m}
, !- Vertex 13 X-coordinate {m}
, !- Vertex 13 Y-coordinate {m}
, !- Vertex 13 Z-coordinate {m}
, !- Vertex 14 X-coordinate {m}
, !- Vertex 14 Y-coordinate {m}
, !- Vertex 14 Z-coordinate {m}
, !- Vertex 15 X-coordinate {m}
, !- Vertex 15 Y-coordinate {m}
, !- Vertex 15 Z-coordinate {m}
, !- Vertex 16 X-coordinate {m}
, !- Vertex 16 Y-coordinate {m}
, !- Vertex 16 Z-coordinate {m}
, !- Vertex 17 X-coordinate {m}
, !- Vertex 17 Y-coordinate {m}
, !- Vertex 17 Z-coordinate {m}
, !- Vertex 18 X-coordinate {m}
, !- Vertex 18 Y-coordinate {m}
, !- Vertex 18 Z-coordinate {m}
, !- Vertex 19 X-coordinate {m}
, !- Vertex 19 Y-coordinate {m}
, !- Vertex 19 Z-coordinate {m}
, !- Vertex 20 X-coordinate {m}
, !- Vertex 20 Y-coordinate {m}
; !- Vertex 20 Z-coordinate {m}
BuildingSurface:Detailed,
L1-122-Corridor_Srf_0, !- Name
Floor, !- Surface Type
Hole, !- Construction Name
L1-122-Corridor Thermal Zone, !- Zone Name
ground, !- Outside Boundary Condition
, !- Outside Boundary Condition Object
NoSun, !- Sun Exposure
NoWind, !- Wind Exposure
, !- View Factor to Ground
4, !- Number of Vertices
78.334, !- Vertex 1 X-coordinate {m}
58.339, !- Vertex 1 Y-coordinate {m}
0, !- Vertex 1 Z-coordinate {m}
78.334, !- Vertex 2 X-coordinate {m}
51.444, !- Vertex 2 Y-coordinate {m}
0, !- Vertex 2 Z-coordinate {m}
76.566, !- Vertex 3 X-coordinate {m}
51.444, !- Vertex 3 Y-coordinate {m}
0, !- Vertex 3 Z-coordinate {m}
76.566, !- Vertex 4 X-coordinate {m}
58.339, !- Vertex 4 Y-coordinate {m}
0, !- Vertex 4 Z-coordinate {m}
, !- Vertex 5 X-coordinate {m}
, !- Vertex 5 Y-coordinate {m}
, !- Vertex 5 Z-coordinate {m}
, !- Vertex 6 X-coordinate {m}
, !- Vertex 6 Y-coordinate {m}
, !- Vertex 6 Z-coordinate {m}
, !- Vertex 7 X-coordinate {m}
, !- Vertex 7 Y-coordinate {m}
, !- Vertex 7 Z-coordinate {m}
, !- Vertex 8 X-coordinate {m}
, !- Vertex 8 Y-coordinate {m}
, !- Vertex 8 Z-coordinate {m}
, !- Vertex 9 X-coordinate {m}
, !- Vertex 9 Y-coordinate {m}
, !- Vertex 9 Z-coordinate {m}
, !- Vertex 10 X-coordinate {m}
, !- Vertex 10 Y-coordinate {m}
, !- Vertex 10 Z-coordinate {m}
, !- Vertex 11 X-coordinate {m}
, !- Vertex 11 Y-coordinate {m}
, !- Vertex 11 Z-coordinate {m}
, !- Vertex 12 X-coordinate {m}
, !- Vertex 12 Y-coordinate {m}
, !- Vertex 12 Z-coordinate {m}
, !- Vertex 13 X-coordinate {m}
, !- Vertex 13 Y-coordinate {m}
, !- Vertex 13 Z-coordinate {m}
, !- Vertex 14 X-coordinate {m}
, !- Vertex 14 Y-coordinate {m}
, !- Vertex 14 Z-coordinate {m}
, !- Vertex 15 X-coordinate {m}
, !- Vertex 15 Y-coordinate {m}
, !- Vertex 15 Z-coordinate {m}
, !- Vertex 16 X-coordinate {m}
, !- Vertex 16 Y-coordinate {m}
, !- Vertex 16 Z-coordinate {m}
, !- Vertex 17 X-coordinate {m}
, !- Vertex 17 Y-coordinate {m}
, !- Vertex 17 Z-coordinate {m}
, !- Vertex 18 X-coordinate {m}
, !- Vertex 18 Y-coordinate {m}
, !- Vertex 18 Z-coordinate {m}
, !- Vertex 19 X-coordinate {m}
, !- Vertex 19 Y-coordinate {m}
, !- Vertex 19 Z-coordinate {m}
, !- Vertex 20 X-coordinate {m}
, !- Vertex 20 Y-coordinate {m}
; !- Vertex 20 Z-coordinate {m}
BuildingSurface:Detailed,
L1-122-Corridor_Srf_1, !- Name
Wall, !- Surface Type
Hole, !- Construction Name
L1-122-Corridor Thermal Zone, !- Zone Name
Surface, !- Outside Boundary Condition
L1-118-PreparedFoodsPrep_Srf_1, !- Outside Boundary Condition Object
NoSun, !- Sun Exposure
NoWind, !- Wind Exposure
, !- View Factor to Ground
4, !- Number of Vertices
77.424, !- Vertex 1 X-coordinate {m}
58.339, !- Vertex 1 Y-coordinate {m}
2.134, !- Vertex 1 Z-coordinate {m}
77.424, !- Vertex 2 X-coordinate {m}
58.339, !- Vertex 2 Y-coordinate {m}
0, !- Vertex 2 Z-coordinate {m}
76.566, !- Vertex 3 X-coordinate {m}
58.339, !- Vertex 3 Y-coordinate {m}
0, !- Vertex 3 Z-coordinate {m}
76.566, !- Vertex 4 X-coordinate {m}
58.339, !- Vertex 4 Y-coordinate {m}
2.134, !- Vertex 4 Z-coordinate {m}
, !- Vertex 5 X-coordinate {m}
, !- Vertex 5 Y-coordinate {m}
, !- Vertex 5 Z-coordinate {m}
, !- Vertex 6 X-coordinate {m}
, !- Vertex 6 Y-coordinate {m}
, !- Vertex 6 Z-coordinate {m}
, !- Vertex 7 X-coordinate {m}
, !- Vertex 7 Y-coordinate {m}
, !- Vertex 7 Z-coordinate {m}
, !- Vertex 8 X-coordinate {m}
, !- Vertex 8 Y-coordinate {m}
, !- Vertex 8 Z-coordinate {m}
, !- Vertex 9 X-coordinate {m}
, !- Vertex 9 Y-coordinate {m}
, !- Vertex 9 Z-coordinate {m}
, !- Vertex 10 X-coordinate {m}
, !- Vertex 10 Y-coordinate {m}
, !- Vertex 10 Z-coordinate {m}
, !- Vertex 11 X-coordinate {m}
, !- Vertex 11 Y-coordinate {m}
, !- Vertex 11 Z-coordinate {m}
, !- Vertex 12 X-coordinate {m}
, !- Vertex 12 Y-coordinate {m}
, !- Vertex 12 Z-coordinate {m}
, !- Vertex 13 X-coordinate {m}
, !- Vertex 13 Y-coordinate {m}
, !- Vertex 13 Z-coordinate {m}
, !- Vertex 14 X-coordinate {m}
, !- Vertex 14 Y-coordinate {m}
, !- Vertex 14 Z-coordinate {m}
, !- Vertex 15 X-coordinate {m}
, !- Vertex 15 Y-coordinate {m}
, !- Vertex 15 Z-coordinate {m}
, !- Vertex 16 X-coordinate {m}
, !- Vertex 16 Y-coordinate {m}
, !- Vertex 16 Z-coordinate {m}
, !- Vertex 17 X-coordinate {m}
, !- Vertex 17 Y-coordinate {m}
, !- Vertex 17 Z-coordinate {m}
, !- Vertex 18 X-coordinate {m}
, !- Vertex 18 Y-coordinate {m}
, !- Vertex 18 Z-coordinate {m}
, !- Vertex 19 X-coordinate {m}
, !- Vertex 19 Y-coordinate {m}
, !- Vertex 19 Z-coordinate {m}
, !- Vertex 20 X-coordinate {m}
, !- Vertex 20 Y-coordinate {m}
; !- Vertex 20 Z-coordinate {m}
BuildingSurface:Detailed,
L1-122-Corridor_Srf_2, !- Name
Wall, !- Surface Type
Hole, !- Construction Name
L1-122-Corridor Thermal Zone, !- Zone Name
Surface, !- Outside Boundary Condition
L1-120-Women_Srf_3, !- Outside Boundary Condition Object
NoSun, !- Sun Exposure
NoWind, !- Wind Exposure
, !- View Factor to Ground
4, !- Number of Vertices
76.566, !- Vertex 1 X-coordinate {m}
58.339, !- Vertex 1 Y-coordinate {m}
2.134, !- Vertex 1 Z-coordinate {m}
76.566, !- Vertex 2 X-coordinate {m}
58.339, !- Vertex 2 Y-coordinate {m}
0, !- Vertex 2 Z-coordinate {m}
76.566, !- Vertex 3 X-coordinate {m}
56.218, !- Vertex 3 Y-coordinate {m}
0, !- Vertex 3 Z-coordinate {m}
76.566, !- Vertex 4 X-coordinate {m}
56.218, !- Vertex 4 Y-coordinate {m}
2.134, !- Vertex 4 Z-coordinate {m}
, !- Vertex 5 X-coordinate {m}
, !- Vertex 5 Y-coordinate {m}
, !- Vertex 5 Z-coordinate {m}
, !- Vertex 6 X-coordinate {m}
, !- Vertex 6 Y-coordinate {m}
, !- Vertex 6 Z-coordinate {m}
, !- Vertex 7 X-coordinate {m}
, !- Vertex 7 Y-coordinate {m}
, !- Vertex 7 Z-coordinate {m}
, !- Vertex 8 X-coordinate {m}
, !- Vertex 8 Y-coordinate {m}
, !- Vertex 8 Z-coordinate {m}
, !- Vertex 9 X-coordinate {m}
, !- Vertex 9 Y-coordinate {m}
, !- Vertex 9 Z-coordinate {m}
, !- Vertex 10 X-coordinate {m}
, !- Vertex 10 Y-coordinate {m}
, !- Vertex 10 Z-coordinate {m}
, !- Vertex 11 X-coordinate {m}
, !- Vertex 11 Y-coordinate {m}
, !- Vertex 11 Z-coordinate {m}
, !- Vertex 12 X-coordinate {m}
, !- Vertex 12 Y-coordinate {m}
, !- Vertex 12 Z-coordinate {m}
, !- Vertex 13 X-coordinate {m}
, !- Vertex 13 Y-coordinate {m}
, !- Vertex 13 Z-coordinate {m}
, !- Vertex 14 X-coordinate {m}
, !- Vertex 14 Y-coordinate {m}
, !- Vertex 14 Z-coordinate {m}
, !- Vertex 15 X-coordinate {m}
, !- Vertex 15 Y-coordinate {m}
, !- Vertex 15 Z-coordinate {m}
, !- Vertex 16 X-coordinate {m}
, !- Vertex 16 Y-coordinate {m}
, !- Vertex 16 Z-coordinate {m}
, !- Vertex 17 X-coordinate {m}
, !- Vertex 17 Y-coordinate {m}
, !- Vertex 17 Z-coordinate {m}
, !- Vertex 18 X-coordinate {m}
, !- Vertex 18 Y-coordinate {m}
, !- Vertex 18 Z-coordinate {m}
, !- Vertex 19 X-coordinate {m}
, !- Vertex 19 Y-coordinate {m}
, !- Vertex 19 Z-coordinate {m}
, !- Vertex 20 X-coordinate {m}
, !- Vertex 20 Y-coordinate {m}
; !- Vertex 20 Z-coordinate {m}
BuildingSurface:Detailed,
L1-122-Corridor_Srf_3, !- Name
Wall, !- Surface Type
Hole, !- Construction Name
L1-122-Corridor Thermal Zone, !- Zone Name
Surface, !- Outside Boundary Condition
L1-121-Men_Srf_1, !- Outside Boundary Condition Object
NoSun, !- Sun Exposure
NoWind, !- Wind Exposure
, !- View Factor to Ground
4, !- Number of Vertices
76.566, !- Vertex 1 X-coordinate {m}
56.218, !- Vertex 1 Y-coordinate {m}
2.134, !- Vertex 1 Z-coordinate {m}
76.566, !- Vertex 2 X-coordinate {m}
56.218, !- Vertex 2 Y-coordinate {m}
0, !- Vertex 2 Z-coordinate {m}
76.566, !- Vertex 3 X-coordinate {m}
53.584, !- Vertex 3 Y-coordinate {m}
0, !- Vertex 3 Z-coordinate {m}
76.566, !- Vertex 4 X-coordinate {m}
53.584, !- Vertex 4 Y-coordinate {m}
2.134, !- Vertex 4 Z-coordinate {m}
, !- Vertex 5 X-coordinate {m}
, !- Vertex 5 Y-coordinate {m}
, !- Vertex 5 Z-coordinate {m}
, !- Vertex 6 X-coordinate {m}
, !- Vertex 6 Y-coordinate {m}
, !- Vertex 6 Z-coordinate {m}
, !- Vertex 7 X-coordinate {m}
, !- Vertex 7 Y-coordinate {m}
, !- Vertex 7 Z-coordinate {m}
, !- Vertex 8 X-coordinate {m}
, !- Vertex 8 Y-coordinate {m}
, !- Vertex 8 Z-coordinate {m}
, !- Vertex 9 X-coordinate {m}
, !- Vertex 9 Y-coordinate {m}
, !- Vertex 9 Z-coordinate {m}
, !- Vertex 10 X-coordinate {m}
, !- Vertex 10 Y-coordinate {m}
, !- Vertex 10 Z-coordinate {m}
, !- Vertex 11 X-coordinate {m}
, !- Vertex 11 Y-coordinate {m}
, !- Vertex 11 Z-coordinate {m}
, !- Vertex 12 X-coordinate {m}
, !- Vertex 12 Y-coordinate {m}
, !- Vertex 12 Z-coordinate {m}
, !- Vertex 13 X-coordinate {m}
, !- Vertex 13 Y-coordinate {m}
, !- Vertex 13 Z-coordinate {m}
, !- Vertex 14 X-coordinate {m}
, !- Vertex 14 Y-coordinate {m}
, !- Vertex 14 Z-coordinate {m}
, !- Vertex 15 X-coordinate {m}
, !- Vertex 15 Y-coordinate {m}
, !- Vertex 15 Z-coordinate {m}
, !- Vertex 16 X-coordinate {m}
, !- Vertex 16 Y-coordinate {m}
, !- Vertex 16 Z-coordinate {m}
, !- Vertex 17 X-coordinate {m}
, !- Vertex 17 Y-coordinate {m}
, !- Vertex 17 Z-coordinate {m}
, !- Vertex 18 X-coordinate {m}
, !- Vertex 18 Y-coordinate {m}
, !- Vertex 18 Z-coordinate {m}
, !- Vertex 19 X-coordinate {m}
, !- Vertex 19 Y-coordinate {m}
, !- Vertex 19 Z-coordinate {m}
, !- Vertex 20 X-coordinate {m}
, !- Vertex 20 Y-coordinate {m}
; !- Vertex 20 Z-coordinate {m}
BuildingSurface:Detailed,
L1-122-Corridor_Srf_4, !- Name
Wall, !- Surface Type
Hole, !- Construction Name
L1-122-Corridor Thermal Zone, !- Zone Name
Surface, !- Outside Boundary Condition
L1-101-SalesCirculation5_Srf_4, !- Outside Boundary Condition Object
NoSun, !- Sun Exposure
NoWind, !- Wind Exposure
, !- View Factor to Ground
4, !- Number of Vertices
76.566, !- Vertex 1 X-coordinate {m}
53.584, !- Vertex 1 Y-coordinate {m}
2.134, !- Vertex 1 Z-coordinate {m}
76.566, !- Vertex 2 X-coordinate {m}
53.584, !- Vertex 2 Y-coordinate {m}
0, !- Vertex 2 Z-coordinate {m}
76.566, !- Vertex 3 X-coordinate {m}
51.444, !- Vertex 3 Y-coordinate {m}
0, !- Vertex 3 Z-coordinate {m}
76.566, !- Vertex 4 X-coordinate {m}
51.444, !- Vertex 4 Y-coordinate {m}
2.134, !- Vertex 4 Z-coordinate {m}
, !- Vertex 5 X-coordinate {m}
, !- Vertex 5 Y-coordinate {m}
, !- Vertex 5 Z-coordinate {m}
, !- Vertex 6 X-coordinate {m}
, !- Vertex 6 Y-coordinate {m}
, !- Vertex 6 Z-coordinate {m}
, !- Vertex 7 X-coordinate {m}
, !- Vertex 7 Y-coordinate {m}
, !- Vertex 7 Z-coordinate {m}
, !- Vertex 8 X-coordinate {m}
, !- Vertex 8 Y-coordinate {m}
, !- Vertex 8 Z-coordinate {m}
, !- Vertex 9 X-coordinate {m}
, !- Vertex 9 Y-coordinate {m}
, !- Vertex 9 Z-coordinate {m}
, !- Vertex 10 X-coordinate {m}
, !- Vertex 10 Y-coordinate {m}
, !- Vertex 10 Z-coordinate {m}
, !- Vertex 11 X-coordinate {m}
, !- Vertex 11 Y-coordinate {m}
, !- Vertex 11 Z-coordinate {m}
, !- Vertex 12 X-coordinate {m}
, !- Vertex 12 Y-coordinate {m}
, !- Vertex 12 Z-coordinate {m}
, !- Vertex 13 X-coordinate {m}
, !- Vertex 13 Y-coordinate {m}
, !- Vertex 13 Z-coordinate {m}
, !- Vertex 14 X-coordinate {m}
, !- Vertex 14 Y-coordinate {m}
, !- Vertex 14 Z-coordinate {m}
, !- Vertex 15 X-coordinate {m}
, !- Vertex 15 Y-coordinate {m}
, !- Vertex 15 Z-coordinate {m}
, !- Vertex 16 X-coordinate {m}
, !- Vertex 16 Y-coordinate {m}
, !- Vertex 16 Z-coordinate {m}
, !- Vertex 17 X-coordinate {m}
, !- Vertex 17 Y-coordinate {m}
, !- Vertex 17 Z-coordinate {m}
, !- Vertex 18 X-coordinate {m}
, !- Vertex 18 Y-coordinate {m}
, !- Vertex 18 Z-coordinate {m}
, !- Vertex 19 X-coordinate {m}
, !- Vertex 19 Y-coordinate {m}
, !- Vertex 19 Z-coordinate {m}
, !- Vertex 20 X-coordinate {m}
, !- Vertex 20 Y-coordinate {m}
; !- Vertex 20 Z-coordinate {m}
BuildingSurface:Detailed,
L1-122-Corridor_Srf_5, !- Name
Wall, !- Surface Type
Hole, !- Construction Name
L1-122-Corridor Thermal Zone, !- Zone Name
Surface, !- Outside Boundary Condition
L1-123-Stairs_Srf_2, !- Outside Boundary Condition Object
NoSun, !- Sun Exposure
NoWind, !- Wind Exposure
, !- View Factor to Ground
4, !- Number of Vertices
76.566, !- Vertex 1 X-coordinate {m}
51.444, !- Vertex 1 Y-coordinate {m}
2.134, !- Vertex 1 Z-coordinate {m}
76.566, !- Vertex 2 X-coordinate {m}
51.444, !- Vertex 2 Y-coordinate {m}
0, !- Vertex 2 Z-coordinate {m}
78.334, !- Vertex 3 X-coordinate {m}
51.444, !- Vertex 3 Y-coordinate {m}
0, !- Vertex 3 Z-coordinate {m}
78.334, !- Vertex 4 X-coordinate {m}
51.444, !- Vertex 4 Y-coordinate {m}
2.134, !- Vertex 4 Z-coordinate {m}
, !- Vertex 5 X-coordinate {m}
, !- Vertex 5 Y-coordinate {m}
, !- Vertex 5 Z-coordinate {m}
, !- Vertex 6 X-coordinate {m}
, !- Vertex 6 Y-coordinate {m}
, !- Vertex 6 Z-coordinate {m}
, !- Vertex 7 X-coordinate {m}
, !- Vertex 7 Y-coordinate {m}
, !- Vertex 7 Z-coordinate {m}
, !- Vertex 8 X-coordinate {m}
, !- Vertex 8 Y-coordinate {m}
, !- Vertex 8 Z-coordinate {m}
, !- Vertex 9 X-coordinate {m}
, !- Vertex 9 Y-coordinate {m}
, !- Vertex 9 Z-coordinate {m}
, !- Vertex 10 X-coordinate {m}
, !- Vertex 10 Y-coordinate {m}
, !- Vertex 10 Z-coordinate {m}
, !- Vertex 11 X-coordinate {m}
, !- Vertex 11 Y-coordinate {m}
, !- Vertex 11 Z-coordinate {m}
, !- Vertex 12 X-coordinate {m}
, !- Vertex 12 Y-coordinate {m}
, !- Vertex 12 Z-coordinate {m}
, !- Vertex 13 X-coordinate {m}
, !- Vertex 13 Y-coordinate {m}
, !- Vertex 13 Z-coordinate {m}
, !- Vertex 14 X-coordinate {m}
, !- Vertex 14 Y-coordinate {m}
, !- Vertex 14 Z-coordinate {m}
, !- Vertex 15 X-coordinate {m}
, !- Vertex 15 Y-coordinate {m}
, !- Vertex 15 Z-coordinate {m}
, !- Vertex 16 X-coordinate {m}
, !- Vertex 16 Y-coordinate {m}
, !- Vertex 16 Z-coordinate {m}
, !- Vertex 17 X-coordinate {m}
, !- Vertex 17 Y-coordinate {m}
, !- Vertex 17 Z-coordinate {m}
, !- Vertex 18 X-coordinate {m}
, !- Vertex 18 Y-coordinate {m}
, !- Vertex 18 Z-coordinate {m}
, !- Vertex 19 X-coordinate {m}
, !- Vertex 19 Y-coordinate {m}
, !- Vertex 19 Z-coordinate {m}
, !- Vertex 20 X-coordinate {m}
, !- Vertex 20 Y-coordinate {m}
; !- Vertex 20 Z-coordinate {m}
BuildingSurface:Detailed,
L1-122-Corridor_Srf_6, !- Name
Wall, !- Surface Type
Hole, !- Construction Name
L1-122-Corridor Thermal Zone, !- Zone Name
Surface, !- Outside Boundary Condition
L1-123-Stairs_Srf_1, !- Outside Boundary Condition Object
NoSun, !- Sun Exposure
NoWind, !- Wind Exposure
, !- View Factor to Ground
4, !- Number of Vertices
78.334, !- Vertex 1 X-coordinate {m}
51.444, !- Vertex 1 Y-coordinate {m}
2.134, !- Vertex 1 Z-coordinate {m}
78.334, !- Vertex 2 X-coordinate {m}
51.444, !- Vertex 2 Y-coordinate {m}
0, !- Vertex 2 Z-coordinate {m}
78.334, !- Vertex 3 X-coordinate {m}
58.339, !- Vertex 3 Y-coordinate {m}
0, !- Vertex 3 Z-coordinate {m}
78.334, !- Vertex 4 X-coordinate {m}
58.339, !- Vertex 4 Y-coordinate {m}
2.134, !- Vertex 4 Z-coordinate {m}
, !- Vertex 5 X-coordinate {m}
, !- Vertex 5 Y-coordinate {m}
, !- Vertex 5 Z-coordinate {m}
, !- Vertex 6 X-coordinate {m}
, !- Vertex 6 Y-coordinate {m}
, !- Vertex 6 Z-coordinate {m}
, !- Vertex 7 X-coordinate {m}
, !- Vertex 7 Y-coordinate {m}
, !- Vertex 7 Z-coordinate {m}
, !- Vertex 8 X-coordinate {m}
, !- Vertex 8 Y-coordinate {m}
, !- Vertex 8 Z-coordinate {m}
, !- Vertex 9 X-coordinate {m}
, !- Vertex 9 Y-coordinate {m}
, !- Vertex 9 Z-coordinate {m}
, !- Vertex 10 X-coordinate {m}
, !- Vertex 10 Y-coordinate {m}
, !- Vertex 10 Z-coordinate {m}
, !- Vertex 11 X-coordinate {m}
, !- Vertex 11 Y-coordinate {m}
, !- Vertex 11 Z-coordinate {m}
, !- Vertex 12 X-coordinate {m}
, !- Vertex 12 Y-coordinate {m}
, !- Vertex 12 Z-coordinate {m}
, !- Vertex 13 X-coordinate {m}
, !- Vertex 13 Y-coordinate {m}
, !- Vertex 13 Z-coordinate {m}
, !- Vertex 14 X-coordinate {m}
, !- Vertex 14 Y-coordinate {m}
, !- Vertex 14 Z-coordinate {m}
, !- Vertex 15 X-coordinate {m}
, !- Vertex 15 Y-coordinate {m}
, !- Vertex 15 Z-coordinate {m}
, !- Vertex 16 X-coordinate {m}
, !- Vertex 16 Y-coordinate {m}
, !- Vertex 16 Z-coordinate {m}
, !- Vertex 17 X-coordinate {m}
, !- Vertex 17 Y-coordinate {m}
, !- Vertex 17 Z-coordinate {m}
, !- Vertex 18 X-coordinate {m}
, !- Vertex 18 Y-coordinate {m}
, !- Vertex 18 Z-coordinate {m}
, !- Vertex 19 X-coordinate {m}
, !- Vertex 19 Y-coordinate {m}
, !- Vertex 19 Z-coordinate {m}
, !- Vertex 20 X-coordinate {m}
, !- Vertex 20 Y-coordinate {m}
; !- Vertex 20 Z-coordinate {m}
BuildingSurface:Detailed,
L1-122-Corridor_Srf_7, !- Name
Wall, !- Surface Type
Hole, !- Construction Name
L1-122-Corridor Thermal Zone, !- Zone Name
Surface, !- Outside Boundary Condition
L1-119-DeliCooler_Srf_5, !- Outside Boundary Condition Object
NoSun, !- Sun Exposure
NoWind, !- Wind Exposure
, !- View Factor to Ground
4, !- Number of Vertices
78.334, !- Vertex 1 X-coordinate {m}
58.339, !- Vertex 1 Y-coordinate {m}
2.134, !- Vertex 1 Z-coordinate {m}
78.334, !- Vertex 2 X-coordinate {m}
58.339, !- Vertex 2 Y-coordinate {m}
0, !- Vertex 2 Z-coordinate {m}
77.424, !- Vertex 3 X-coordinate {m}
58.339, !- Vertex 3 Y-coordinate {m}
0, !- Vertex 3 Z-coordinate {m}
77.424, !- Vertex 4 X-coordinate {m}
58.339, !- Vertex 4 Y-coordinate {m}
2.134, !- Vertex 4 Z-coordinate {m}
, !- Vertex 5 X-coordinate {m}
, !- Vertex 5 Y-coordinate {m}
, !- Vertex 5 Z-coordinate {m}
, !- Vertex 6 X-coordinate {m}
, !- Vertex 6 Y-coordinate {m}
, !- Vertex 6 Z-coordinate {m}
, !- Vertex 7 X-coordinate {m}
, !- Vertex 7 Y-coordinate {m}
, !- Vertex 7 Z-coordinate {m}
, !- Vertex 8 X-coordinate {m}
, !- Vertex 8 Y-coordinate {m}
, !- Vertex 8 Z-coordinate {m}
, !- Vertex 9 X-coordinate {m}
, !- Vertex 9 Y-coordinate {m}
, !- Vertex 9 Z-coordinate {m}
, !- Vertex 10 X-coordinate {m}
, !- Vertex 10 Y-coordinate {m}
, !- Vertex 10 Z-coordinate {m}
, !- Vertex 11 X-coordinate {m}
, !- Vertex 11 Y-coordinate {m}
, !- Vertex 11 Z-coordinate {m}
, !- Vertex 12 X-coordinate {m}
, !- Vertex 12 Y-coordinate {m}
, !- Vertex 12 Z-coordinate {m}
, !- Vertex 13 X-coordinate {m}
, !- Vertex 13 Y-coordinate {m}
, !- Vertex 13 Z-coordinate {m}
, !- Vertex 14 X-coordinate {m}
, !- Vertex 14 Y-coordinate {m}
, !- Vertex 14 Z-coordinate {m}
, !- Vertex 15 X-coordinate {m}
, !- Vertex 15 Y-coordinate {m}
, !- Vertex 15 Z-coordinate {m}
, !- Vertex 16 X-coordinate {m}
, !- Vertex 16 Y-coordinate {m}
, !- Vertex 16 Z-coordinate {m}
, !- Vertex 17 X-coordinate {m}
, !- Vertex 17 Y-coordinate {m}
, !- Vertex 17 Z-coordinate {m}
, !- Vertex 18 X-coordinate {m}
, !- Vertex 18 Y-coordinate {m}
, !- Vertex 18 Z-coordinate {m}
, !- Vertex 19 X-coordinate {m}
, !- Vertex 19 Y-coordinate {m}
, !- Vertex 19 Z-coordinate {m}
, !- Vertex 20 X-coordinate {m}
, !- Vertex 20 Y-coordinate {m}
; !- Vertex 20 Z-coordinate {m}
BuildingSurface:Detailed,
L1-122-Corridor_Srf_8, !- Name
Ceiling, !- Surface Type
Hole, !- Construction Name
L1-122-Corridor Thermal Zone, !- Zone Name
Surface, !- Outside Boundary Condition
L1S1-Corridor_Srf_0, !- Outside Boundary Condition Object
NoSun, !- Sun Exposure
NoWind, !- Wind Exposure
, !- View Factor to Ground
4, !- Number of Vertices
76.566, !- Vertex 1 X-coordinate {m}
58.339, !- Vertex 1 Y-coordinate {m}
2.134, !- Vertex 1 Z-coordinate {m}
76.566, !- Vertex 2 X-coordinate {m}
51.444, !- Vertex 2 Y-coordinate {m}
2.134, !- Vertex 2 Z-coordinate {m}
78.334, !- Vertex 3 X-coordinate {m}
51.444, !- Vertex 3 Y-coordinate {m}
2.134, !- Vertex 3 Z-coordinate {m}
78.334, !- Vertex 4 X-coordinate {m}
58.339, !- Vertex 4 Y-coordinate {m}
2.134, !- Vertex 4 Z-coordinate {m}
, !- Vertex 5 X-coordinate {m}
, !- Vertex 5 Y-coordinate {m}
, !- Vertex 5 Z-coordinate {m}
, !- Vertex 6 X-coordinate {m}
, !- Vertex 6 Y-coordinate {m}
, !- Vertex 6 Z-coordinate {m}
, !- Vertex 7 X-coordinate {m}
, !- Vertex 7 Y-coordinate {m}
, !- Vertex 7 Z-coordinate {m}
, !- Vertex 8 X-coordinate {m}
, !- Vertex 8 Y-coordinate {m}
, !- Vertex 8 Z-coordinate {m}
, !- Vertex 9 X-coordinate {m}
, !- Vertex 9 Y-coordinate {m}
, !- Vertex 9 Z-coordinate {m}
, !- Vertex 10 X-coordinate {m}
, !- Vertex 10 Y-coordinate {m}
, !- Vertex 10 Z-coordinate {m}
, !- Vertex 11 X-coordinate {m}
, !- Vertex 11 Y-coordinate {m}
, !- Vertex 11 Z-coordinate {m}
, !- Vertex 12 X-coordinate {m}
, !- Vertex 12 Y-coordinate {m}
, !- Vertex 12 Z-coordinate {m}
, !- Vertex 13 X-coordinate {m}
, !- Vertex 13 Y-coordinate {m}
, !- Vertex 13 Z-coordinate {m}
, !- Vertex 14 X-coordinate {m}
, !- Vertex 14 Y-coordinate {m}
, !- Vertex 14 Z-coordinate {m}
, !- Vertex 15 X-coordinate {m}
, !- Vertex 15 Y-coordinate {m}
, !- Vertex 15 Z-coordinate {m}
, !- Vertex 16 X-coordinate {m}
, !- Vertex 16 Y-coordinate {m}
, !- Vertex 16 Z-coordinate {m}
, !- Vertex 17 X-coordinate {m}
, !- Vertex 17 Y-coordinate {m}
, !- Vertex 17 Z-coordinate {m}
, !- Vertex 18 X-coordinate {m}
, !- Vertex 18 Y-coordinate {m}
, !- Vertex 18 Z-coordinate {m}
, !- Vertex 19 X-coordinate {m}
, !- Vertex 19 Y-coordinate {m}
, !- Vertex 19 Z-coordinate {m}
, !- Vertex 20 X-coordinate {m}
, !- Vertex 20 Y-coordinate {m}
; !- Vertex 20 Z-coordinate {m}
BuildingSurface:Detailed,
L1-123-Stairs_Srf_0, !- Name
Floor, !- Surface Type
Hole, !- Construction Name
L1-123-Stairs Thermal Zone, !- Zone Name
ground, !- Outside Boundary Condition
, !- Outside Boundary Condition Object
NoSun, !- Sun Exposure
NoWind, !- Wind Exposure
, !- View Factor to Ground
6, !- Number of Vertices
79.675, !- Vertex 1 X-coordinate {m}
58.339, !- Vertex 1 Y-coordinate {m}
0, !- Vertex 1 Z-coordinate {m}
79.675, !- Vertex 2 X-coordinate {m}
49.865, !- Vertex 2 Y-coordinate {m}
0, !- Vertex 2 Z-coordinate {m}
76.566, !- Vertex 3 X-coordinate {m}
49.865, !- Vertex 3 Y-coordinate {m}
0, !- Vertex 3 Z-coordinate {m}
76.566, !- Vertex 4 X-coordinate {m}
51.444, !- Vertex 4 Y-coordinate {m}
0, !- Vertex 4 Z-coordinate {m}
78.334, !- Vertex 5 X-coordinate {m}
51.444, !- Vertex 5 Y-coordinate {m}
0, !- Vertex 5 Z-coordinate {m}
78.334, !- Vertex 6 X-coordinate {m}
58.339, !- Vertex 6 Y-coordinate {m}
0, !- Vertex 6 Z-coordinate {m}
, !- Vertex 7 X-coordinate {m}
, !- Vertex 7 Y-coordinate {m}
, !- Vertex 7 Z-coordinate {m}
, !- Vertex 8 X-coordinate {m}
, !- Vertex 8 Y-coordinate {m}
, !- Vertex 8 Z-coordinate {m}
, !- Vertex 9 X-coordinate {m}
, !- Vertex 9 Y-coordinate {m}
, !- Vertex 9 Z-coordinate {m}
, !- Vertex 10 X-coordinate {m}
, !- Vertex 10 Y-coordinate {m}
, !- Vertex 10 Z-coordinate {m}
, !- Vertex 11 X-coordinate {m}
, !- Vertex 11 Y-coordinate {m}
, !- Vertex 11 Z-coordinate {m}
, !- Vertex 12 X-coordinate {m}
, !- Vertex 12 Y-coordinate {m}
, !- Vertex 12 Z-coordinate {m}
, !- Vertex 13 X-coordinate {m}
, !- Vertex 13 Y-coordinate {m}
, !- Vertex 13 Z-coordinate {m}
, !- Vertex 14 X-coordinate {m}
, !- Vertex 14 Y-coordinate {m}
, !- Vertex 14 Z-coordinate {m}
, !- Vertex 15 X-coordinate {m}
, !- Vertex 15 Y-coordinate {m}
, !- Vertex 15 Z-coordinate {m}
, !- Vertex 16 X-coordinate {m}
, !- Vertex 16 Y-coordinate {m}
, !- Vertex 16 Z-coordinate {m}
, !- Vertex 17 X-coordinate {m}
, !- Vertex 17 Y-coordinate {m}
, !- Vertex 17 Z-coordinate {m}
, !- Vertex 18 X-coordinate {m}
, !- Vertex 18 Y-coordinate {m}
, !- Vertex 18 Z-coordinate {m}
, !- Vertex 19 X-coordinate {m}
, !- Vertex 19 Y-coordinate {m}
, !- Vertex 19 Z-coordinate {m}
, !- Vertex 20 X-coordinate {m}
, !- Vertex 20 Y-coordinate {m}
; !- Vertex 20 Z-coordinate {m}
BuildingSurface:Detailed,
L1-123-Stairs_Srf_1, !- Name
Wall, !- Surface Type
Hole, !- Construction Name
L1-123-Stairs Thermal Zone, !- Zone Name
Surface, !- Outside Boundary Condition
L1-122-Corridor_Srf_6, !- Outside Boundary Condition Object
NoSun, !- Sun Exposure
NoWind, !- Wind Exposure
, !- View Factor to Ground
4, !- Number of Vertices
78.334, !- Vertex 1 X-coordinate {m}
58.339, !- Vertex 1 Y-coordinate {m}
2.134, !- Vertex 1 Z-coordinate {m}
78.334, !- Vertex 2 X-coordinate {m}
58.339, !- Vertex 2 Y-coordinate {m}
0, !- Vertex 2 Z-coordinate {m}
78.334, !- Vertex 3 X-coordinate {m}
51.444, !- Vertex 3 Y-coordinate {m}
0, !- Vertex 3 Z-coordinate {m}
78.334, !- Vertex 4 X-coordinate {m}
51.444, !- Vertex 4 Y-coordinate {m}
2.134, !- Vertex 4 Z-coordinate {m}
, !- Vertex 5 X-coordinate {m}
, !- Vertex 5 Y-coordinate {m}
, !- Vertex 5 Z-coordinate {m}
, !- Vertex 6 X-coordinate {m}
, !- Vertex 6 Y-coordinate {m}
, !- Vertex 6 Z-coordinate {m}
, !- Vertex 7 X-coordinate {m}
, !- Vertex 7 Y-coordinate {m}
, !- Vertex 7 Z-coordinate {m}
, !- Vertex 8 X-coordinate {m}
, !- Vertex 8 Y-coordinate {m}
, !- Vertex 8 Z-coordinate {m}
, !- Vertex 9 X-coordinate {m}
, !- Vertex 9 Y-coordinate {m}
, !- Vertex 9 Z-coordinate {m}
, !- Vertex 10 X-coordinate {m}
, !- Vertex 10 Y-coordinate {m}
, !- Vertex 10 Z-coordinate {m}
, !- Vertex 11 X-coordinate {m}
, !- Vertex 11 Y-coordinate {m}
, !- Vertex 11 Z-coordinate {m}
, !- Vertex 12 X-coordinate {m}
, !- Vertex 12 Y-coordinate {m}
, !- Vertex 12 Z-coordinate {m}
, !- Vertex 13 X-coordinate {m}
, !- Vertex 13 Y-coordinate {m}
, !- Vertex 13 Z-coordinate {m}
, !- Vertex 14 X-coordinate {m}
, !- Vertex 14 Y-coordinate {m}
, !- Vertex 14 Z-coordinate {m}
, !- Vertex 15 X-coordinate {m}
, !- Vertex 15 Y-coordinate {m}
, !- Vertex 15 Z-coordinate {m}
, !- Vertex 16 X-coordinate {m}
, !- Vertex 16 Y-coordinate {m}
, !- Vertex 16 Z-coordinate {m}
, !- Vertex 17 X-coordinate {m}
, !- Vertex 17 Y-coordinate {m}
, !- Vertex 17 Z-coordinate {m}
, !- Vertex 18 X-coordinate {m}
, !- Vertex 18 Y-coordinate {m}
, !- Vertex 18 Z-coordinate {m}
, !- Vertex 19 X-coordinate {m}
, !- Vertex 19 Y-coordinate {m}
, !- Vertex 19 Z-coordinate {m}
, !- Vertex 20 X-coordinate {m}
, !- Vertex 20 Y-coordinate {m}
; !- Vertex 20 Z-coordinate {m}
BuildingSurface:Detailed,
L1-123-Stairs_Srf_2, !- Name
Wall, !- Surface Type
Hole, !- Construction Name
L1-123-Stairs Thermal Zone, !- Zone Name
Surface, !- Outside Boundary Condition
L1-122-Corridor_Srf_5, !- Outside Boundary Condition Object
NoSun, !- Sun Exposure
NoWind, !- Wind Exposure
, !- View Factor to Ground
4, !- Number of Vertices
78.334, !- Vertex 1 X-coordinate {m}
51.444, !- Vertex 1 Y-coordinate {m}
2.134, !- Vertex 1 Z-coordinate {m}
78.334, !- Vertex 2 X-coordinate {m}
51.444, !- Vertex 2 Y-coordinate {m}
0, !- Vertex 2 Z-coordinate {m}
76.566, !- Vertex 3 X-coordinate {m}
51.444, !- Vertex 3 Y-coordinate {m}
0, !- Vertex 3 Z-coordinate {m}
76.566, !- Vertex 4 X-coordinate {m}
51.444, !- Vertex 4 Y-coordinate {m}
2.134, !- Vertex 4 Z-coordinate {m}
, !- Vertex 5 X-coordinate {m}
, !- Vertex 5 Y-coordinate {m}
, !- Vertex 5 Z-coordinate {m}
, !- Vertex 6 X-coordinate {m}
, !- Vertex 6 Y-coordinate {m}
, !- Vertex 6 Z-coordinate {m}
, !- Vertex 7 X-coordinate {m}
, !- Vertex 7 Y-coordinate {m}
, !- Vertex 7 Z-coordinate {m}
, !- Vertex 8 X-coordinate {m}
, !- Vertex 8 Y-coordinate {m}
, !- Vertex 8 Z-coordinate {m}
, !- Vertex 9 X-coordinate {m}
, !- Vertex 9 Y-coordinate {m}
, !- Vertex 9 Z-coordinate {m}
, !- Vertex 10 X-coordinate {m}
, !- Vertex 10 Y-coordinate {m}
, !- Vertex 10 Z-coordinate {m}
, !- Vertex 11 X-coordinate {m}
, !- Vertex 11 Y-coordinate {m}
, !- Vertex 11 Z-coordinate {m}
, !- Vertex 12 X-coordinate {m}
, !- Vertex 12 Y-coordinate {m}
, !- Vertex 12 Z-coordinate {m}
, !- Vertex 13 X-coordinate {m}
, !- Vertex 13 Y-coordinate {m}
, !- Vertex 13 Z-coordinate {m}
, !- Vertex 14 X-coordinate {m}
, !- Vertex 14 Y-coordinate {m}
, !- Vertex 14 Z-coordinate {m}
, !- Vertex 15 X-coordinate {m}
, !- Vertex 15 Y-coordinate {m}
, !- Vertex 15 Z-coordinate {m}
, !- Vertex 16 X-coordinate {m}
, !- Vertex 16 Y-coordinate {m}
, !- Vertex 16 Z-coordinate {m}
, !- Vertex 17 X-coordinate {m}
, !- Vertex 17 Y-coordinate {m}
, !- Vertex 17 Z-coordinate {m}
, !- Vertex 18 X-coordinate {m}
, !- Vertex 18 Y-coordinate {m}
, !- Vertex 18 Z-coordinate {m}
, !- Vertex 19 X-coordinate {m}
, !- Vertex 19 Y-coordinate {m}
, !- Vertex 19 Z-coordinate {m}
, !- Vertex 20 X-coordinate {m}
, !- Vertex 20 Y-coordinate {m}
; !- Vertex 20 Z-coordinate {m}
BuildingSurface:Detailed,
L1-123-Stairs_Srf_3, !- Name
Wall, !- Surface Type
Hole, !- Construction Name
L1-123-Stairs Thermal Zone, !- Zone Name
Surface, !- Outside Boundary Condition
L1-101-SalesCirculation5_Srf_3, !- Outside Boundary Condition Object
NoSun, !- Sun Exposure
NoWind, !- Wind Exposure
, !- View Factor to Ground
4, !- Number of Vertices
76.566, !- Vertex 1 X-coordinate {m}
51.444, !- Vertex 1 Y-coordinate {m}
2.134, !- Vertex 1 Z-coordinate {m}
76.566, !- Vertex 2 X-coordinate {m}
51.444, !- Vertex 2 Y-coordinate {m}
0, !- Vertex 2 Z-coordinate {m}
76.566, !- Vertex 3 X-coordinate {m}
49.865, !- Vertex 3 Y-coordinate {m}
0, !- Vertex 3 Z-coordinate {m}
76.566, !- Vertex 4 X-coordinate {m}
49.865, !- Vertex 4 Y-coordinate {m}
2.134, !- Vertex 4 Z-coordinate {m}
, !- Vertex 5 X-coordinate {m}
, !- Vertex 5 Y-coordinate {m}
, !- Vertex 5 Z-coordinate {m}
, !- Vertex 6 X-coordinate {m}
, !- Vertex 6 Y-coordinate {m}
, !- Vertex 6 Z-coordinate {m}
, !- Vertex 7 X-coordinate {m}
, !- Vertex 7 Y-coordinate {m}
, !- Vertex 7 Z-coordinate {m}
, !- Vertex 8 X-coordinate {m}
, !- Vertex 8 Y-coordinate {m}
, !- Vertex 8 Z-coordinate {m}
, !- Vertex 9 X-coordinate {m}
, !- Vertex 9 Y-coordinate {m}
, !- Vertex 9 Z-coordinate {m}
, !- Vertex 10 X-coordinate {m}
, !- Vertex 10 Y-coordinate {m}
, !- Vertex 10 Z-coordinate {m}
, !- Vertex 11 X-coordinate {m}
, !- Vertex 11 Y-coordinate {m}
, !- Vertex 11 Z-coordinate {m}
, !- Vertex 12 X-coordinate {m}
, !- Vertex 12 Y-coordinate {m}
, !- Vertex 12 Z-coordinate {m}
, !- Vertex 13 X-coordinate {m}
, !- Vertex 13 Y-coordinate {m}
, !- Vertex 13 Z-coordinate {m}
, !- Vertex 14 X-coordinate {m}
, !- Vertex 14 Y-coordinate {m}
, !- Vertex 14 Z-coordinate {m}
, !- Vertex 15 X-coordinate {m}
, !- Vertex 15 Y-coordinate {m}
, !- Vertex 15 Z-coordinate {m}
, !- Vertex 16 X-coordinate {m}
, !- Vertex 16 Y-coordinate {m}
, !- Vertex 16 Z-coordinate {m}
, !- Vertex 17 X-coordinate {m}
, !- Vertex 17 Y-coordinate {m}
, !- Vertex 17 Z-coordinate {m}
, !- Vertex 18 X-coordinate {m}
, !- Vertex 18 Y-coordinate {m}
, !- Vertex 18 Z-coordinate {m}
, !- Vertex 19 X-coordinate {m}
, !- Vertex 19 Y-coordinate {m}
, !- Vertex 19 Z-coordinate {m}
, !- Vertex 20 X-coordinate {m}
, !- Vertex 20 Y-coordinate {m}
; !- Vertex 20 Z-coordinate {m}
BuildingSurface:Detailed,
L1-123-Stairs_Srf_4, !- Name
Wall, !- Surface Type
Hole, !- Construction Name
L1-123-Stairs Thermal Zone, !- Zone Name
Surface, !- Outside Boundary Condition
L1-101-SalesCirculation5_Srf_2, !- Outside Boundary Condition Object
NoSun, !- Sun Exposure
NoWind, !- Wind Exposure
, !- View Factor to Ground
4, !- Number of Vertices
76.566, !- Vertex 1 X-coordinate {m}
49.865, !- Vertex 1 Y-coordinate {m}
2.134, !- Vertex 1 Z-coordinate {m}
76.566, !- Vertex 2 X-coordinate {m}
49.865, !- Vertex 2 Y-coordinate {m}
0, !- Vertex 2 Z-coordinate {m}
77.337, !- Vertex 3 X-coordinate {m}
49.865, !- Vertex 3 Y-coordinate {m}
0, !- Vertex 3 Z-coordinate {m}
77.337, !- Vertex 4 X-coordinate {m}
49.865, !- Vertex 4 Y-coordinate {m}
2.134, !- Vertex 4 Z-coordinate {m}
, !- Vertex 5 X-coordinate {m}
, !- Vertex 5 Y-coordinate {m}
, !- Vertex 5 Z-coordinate {m}
, !- Vertex 6 X-coordinate {m}
, !- Vertex 6 Y-coordinate {m}
, !- Vertex 6 Z-coordinate {m}
, !- Vertex 7 X-coordinate {m}
, !- Vertex 7 Y-coordinate {m}
, !- Vertex 7 Z-coordinate {m}
, !- Vertex 8 X-coordinate {m}
, !- Vertex 8 Y-coordinate {m}
, !- Vertex 8 Z-coordinate {m}
, !- Vertex 9 X-coordinate {m}
, !- Vertex 9 Y-coordinate {m}
, !- Vertex 9 Z-coordinate {m}
, !- Vertex 10 X-coordinate {m}
, !- Vertex 10 Y-coordinate {m}
, !- Vertex 10 Z-coordinate {m}
, !- Vertex 11 X-coordinate {m}
, !- Vertex 11 Y-coordinate {m}
, !- Vertex 11 Z-coordinate {m}
, !- Vertex 12 X-coordinate {m}
, !- Vertex 12 Y-coordinate {m}
, !- Vertex 12 Z-coordinate {m}
, !- Vertex 13 X-coordinate {m}
, !- Vertex 13 Y-coordinate {m}
, !- Vertex 13 Z-coordinate {m}
, !- Vertex 14 X-coordinate {m}
, !- Vertex 14 Y-coordinate {m}
, !- Vertex 14 Z-coordinate {m}
, !- Vertex 15 X-coordinate {m}
, !- Vertex 15 Y-coordinate {m}
, !- Vertex 15 Z-coordinate {m}
, !- Vertex 16 X-coordinate {m}
, !- Vertex 16 Y-coordinate {m}
, !- Vertex 16 Z-coordinate {m}
, !- Vertex 17 X-coordinate {m}
, !- Vertex 17 Y-coordinate {m}
, !- Vertex 17 Z-coordinate {m}
, !- Vertex 18 X-coordinate {m}
, !- Vertex 18 Y-coordinate {m}
, !- Vertex 18 Z-coordinate {m}
, !- Vertex 19 X-coordinate {m}
, !- Vertex 19 Y-coordinate {m}
, !- Vertex 19 Z-coordinate {m}
, !- Vertex 20 X-coordinate {m}
, !- Vertex 20 Y-coordinate {m}
; !- Vertex 20 Z-coordinate {m}
BuildingSurface:Detailed,
L1-123-Stairs_Srf_5, !- Name
Wall, !- Surface Type
Hole, !- Construction Name
L1-123-Stairs Thermal Zone, !- Zone Name
Surface, !- Outside Boundary Condition
L1-101-SalesRefrigerationReachInChees_Srf_4, !- Outside Boundary Condition Object
NoSun, !- Sun Exposure
NoWind, !- Wind Exposure
, !- View Factor to Ground
4, !- Number of Vertices
77.337, !- Vertex 1 X-coordinate {m}
49.865, !- Vertex 1 Y-coordinate {m}
2.134, !- Vertex 1 Z-coordinate {m}
77.337, !- Vertex 2 X-coordinate {m}
49.865, !- Vertex 2 Y-coordinate {m}
0, !- Vertex 2 Z-coordinate {m}
79.675, !- Vertex 3 X-coordinate {m}
49.865, !- Vertex 3 Y-coordinate {m}
0, !- Vertex 3 Z-coordinate {m}
79.675, !- Vertex 4 X-coordinate {m}
49.865, !- Vertex 4 Y-coordinate {m}
2.134, !- Vertex 4 Z-coordinate {m}
, !- Vertex 5 X-coordinate {m}
, !- Vertex 5 Y-coordinate {m}
, !- Vertex 5 Z-coordinate {m}
, !- Vertex 6 X-coordinate {m}
, !- Vertex 6 Y-coordinate {m}
, !- Vertex 6 Z-coordinate {m}
, !- Vertex 7 X-coordinate {m}
, !- Vertex 7 Y-coordinate {m}
, !- Vertex 7 Z-coordinate {m}
, !- Vertex 8 X-coordinate {m}
, !- Vertex 8 Y-coordinate {m}
, !- Vertex 8 Z-coordinate {m}
, !- Vertex 9 X-coordinate {m}
, !- Vertex 9 Y-coordinate {m}
, !- Vertex 9 Z-coordinate {m}
, !- Vertex 10 X-coordinate {m}
, !- Vertex 10 Y-coordinate {m}
, !- Vertex 10 Z-coordinate {m}
, !- Vertex 11 X-coordinate {m}
, !- Vertex 11 Y-coordinate {m}
, !- Vertex 11 Z-coordinate {m}
, !- Vertex 12 X-coordinate {m}
, !- Vertex 12 Y-coordinate {m}
, !- Vertex 12 Z-coordinate {m}
, !- Vertex 13 X-coordinate {m}
, !- Vertex 13 Y-coordinate {m}
, !- Vertex 13 Z-coordinate {m}
, !- Vertex 14 X-coordinate {m}
, !- Vertex 14 Y-coordinate {m}
, !- Vertex 14 Z-coordinate {m}
, !- Vertex 15 X-coordinate {m}
, !- Vertex 15 Y-coordinate {m}
, !- Vertex 15 Z-coordinate {m}
, !- Vertex 16 X-coordinate {m}
, !- Vertex 16 Y-coordinate {m}
, !- Vertex 16 Z-coordinate {m}
, !- Vertex 17 X-coordinate {m}
, !- Vertex 17 Y-coordinate {m}
, !- Vertex 17 Z-coordinate {m}
, !- Vertex 18 X-coordinate {m}
, !- Vertex 18 Y-coordinate {m}
, !- Vertex 18 Z-coordinate {m}
, !- Vertex 19 X-coordinate {m}
, !- Vertex 19 Y-coordinate {m}
, !- Vertex 19 Z-coordinate {m}
, !- Vertex 20 X-coordinate {m}
, !- Vertex 20 Y-coordinate {m}
; !- Vertex 20 Z-coordinate {m}
BuildingSurface:Detailed,
L1-123-Stairs_Srf_6, !- Name
Wall, !- Surface Type
Wall_Exterior, !- Construction Name
L1-123-Stairs Thermal Zone, !- Zone Name
Outdoors, !- Outside Boundary Condition
, !- Outside Boundary Condition Object
SunExposed, !- Sun Exposure
WindExposed, !- Wind Exposure
, !- View Factor to Ground
4, !- Number of Vertices
79.675, !- Vertex 1 X-coordinate {m}
49.865, !- Vertex 1 Y-coordinate {m}
2.134, !- Vertex 1 Z-coordinate {m}
79.675, !- Vertex 2 X-coordinate {m}
49.865, !- Vertex 2 Y-coordinate {m}
0, !- Vertex 2 Z-coordinate {m}
79.675, !- Vertex 3 X-coordinate {m}
58.339, !- Vertex 3 Y-coordinate {m}
0, !- Vertex 3 Z-coordinate {m}
79.675, !- Vertex 4 X-coordinate {m}
58.339, !- Vertex 4 Y-coordinate {m}
2.134, !- Vertex 4 Z-coordinate {m}
, !- Vertex 5 X-coordinate {m}
, !- Vertex 5 Y-coordinate {m}
, !- Vertex 5 Z-coordinate {m}
, !- Vertex 6 X-coordinate {m}
, !- Vertex 6 Y-coordinate {m}
, !- Vertex 6 Z-coordinate {m}
, !- Vertex 7 X-coordinate {m}
, !- Vertex 7 Y-coordinate {m}
, !- Vertex 7 Z-coordinate {m}
, !- Vertex 8 X-coordinate {m}
, !- Vertex 8 Y-coordinate {m}
, !- Vertex 8 Z-coordinate {m}
, !- Vertex 9 X-coordinate {m}
, !- Vertex 9 Y-coordinate {m}
, !- Vertex 9 Z-coordinate {m}
, !- Vertex 10 X-coordinate {m}
, !- Vertex 10 Y-coordinate {m}
, !- Vertex 10 Z-coordinate {m}
, !- Vertex 11 X-coordinate {m}
, !- Vertex 11 Y-coordinate {m}
, !- Vertex 11 Z-coordinate {m}
, !- Vertex 12 X-coordinate {m}
, !- Vertex 12 Y-coordinate {m}
, !- Vertex 12 Z-coordinate {m}
, !- Vertex 13 X-coordinate {m}
, !- Vertex 13 Y-coordinate {m}
, !- Vertex 13 Z-coordinate {m}
, !- Vertex 14 X-coordinate {m}
, !- Vertex 14 Y-coordinate {m}
, !- Vertex 14 Z-coordinate {m}
, !- Vertex 15 X-coordinate {m}
, !- Vertex 15 Y-coordinate {m}
, !- Vertex 15 Z-coordinate {m}
, !- Vertex 16 X-coordinate {m}
, !- Vertex 16 Y-coordinate {m}
, !- Vertex 16 Z-coordinate {m}
, !- Vertex 17 X-coordinate {m}
, !- Vertex 17 Y-coordinate {m}
, !- Vertex 17 Z-coordinate {m}
, !- Vertex 18 X-coordinate {m}
, !- Vertex 18 Y-coordinate {m}
, !- Vertex 18 Z-coordinate {m}
, !- Vertex 19 X-coordinate {m}
, !- Vertex 19 Y-coordinate {m}
, !- Vertex 19 Z-coordinate {m}
, !- Vertex 20 X-coordinate {m}
, !- Vertex 20 Y-coordinate {m}
; !- Vertex 20 Z-coordinate {m}
BuildingSurface:Detailed,
L1-123-Stairs_Srf_7, !- Name
Wall, !- Surface Type
Hole, !- Construction Name
L1-123-Stairs Thermal Zone, !- Zone Name
Surface, !- Outside Boundary Condition
L1-119-DeliCooler_Srf_1, !- Outside Boundary Condition Object
NoSun, !- Sun Exposure
NoWind, !- Wind Exposure
, !- View Factor to Ground
4, !- Number of Vertices
79.675, !- Vertex 1 X-coordinate {m}
58.339, !- Vertex 1 Y-coordinate {m}
2.134, !- Vertex 1 Z-coordinate {m}
79.675, !- Vertex 2 X-coordinate {m}
58.339, !- Vertex 2 Y-coordinate {m}
0, !- Vertex 2 Z-coordinate {m}
78.334, !- Vertex 3 X-coordinate {m}
58.339, !- Vertex 3 Y-coordinate {m}
0, !- Vertex 3 Z-coordinate {m}
78.334, !- Vertex 4 X-coordinate {m}
58.339, !- Vertex 4 Y-coordinate {m}
2.134, !- Vertex 4 Z-coordinate {m}
, !- Vertex 5 X-coordinate {m}
, !- Vertex 5 Y-coordinate {m}
, !- Vertex 5 Z-coordinate {m}
, !- Vertex 6 X-coordinate {m}
, !- Vertex 6 Y-coordinate {m}
, !- Vertex 6 Z-coordinate {m}
, !- Vertex 7 X-coordinate {m}
, !- Vertex 7 Y-coordinate {m}
, !- Vertex 7 Z-coordinate {m}
, !- Vertex 8 X-coordinate {m}
, !- Vertex 8 Y-coordinate {m}
, !- Vertex 8 Z-coordinate {m}
, !- Vertex 9 X-coordinate {m}
, !- Vertex 9 Y-coordinate {m}
, !- Vertex 9 Z-coordinate {m}
, !- Vertex 10 X-coordinate {m}
, !- Vertex 10 Y-coordinate {m}
, !- Vertex 10 Z-coordinate {m}
, !- Vertex 11 X-coordinate {m}
, !- Vertex 11 Y-coordinate {m}
, !- Vertex 11 Z-coordinate {m}
, !- Vertex 12 X-coordinate {m}
, !- Vertex 12 Y-coordinate {m}
, !- Vertex 12 Z-coordinate {m}
, !- Vertex 13 X-coordinate {m}
, !- Vertex 13 Y-coordinate {m}
, !- Vertex 13 Z-coordinate {m}
, !- Vertex 14 X-coordinate {m}
, !- Vertex 14 Y-coordinate {m}
, !- Vertex 14 Z-coordinate {m}
, !- Vertex 15 X-coordinate {m}
, !- Vertex 15 Y-coordinate {m}
, !- Vertex 15 Z-coordinate {m}
, !- Vertex 16 X-coordinate {m}
, !- Vertex 16 Y-coordinate {m}
, !- Vertex 16 Z-coordinate {m}
, !- Vertex 17 X-coordinate {m}
, !- Vertex 17 Y-coordinate {m}
, !- Vertex 17 Z-coordinate {m}
, !- Vertex 18 X-coordinate {m}
, !- Vertex 18 Y-coordinate {m}
, !- Vertex 18 Z-coordinate {m}
, !- Vertex 19 X-coordinate {m}
, !- Vertex 19 Y-coordinate {m}
, !- Vertex 19 Z-coordinate {m}
, !- Vertex 20 X-coordinate {m}
, !- Vertex 20 Y-coordinate {m}
; !- Vertex 20 Z-coordinate {m}
BuildingSurface:Detailed,
L1-123-Stairs_Srf_8, !- Name
Ceiling, !- Surface Type
Hole, !- Construction Name
L1-123-Stairs Thermal Zone, !- Zone Name
Surface, !- Outside Boundary Condition
L1S1-Stairs_Srf_0, !- Outside Boundary Condition Object
NoSun, !- Sun Exposure
NoWind, !- Wind Exposure
, !- View Factor to Ground
6, !- Number of Vertices
78.334, !- Vertex 1 X-coordinate {m}
58.339, !- Vertex 1 Y-coordinate {m}
2.134, !- Vertex 1 Z-coordinate {m}
78.334, !- Vertex 2 X-coordinate {m}
51.444, !- Vertex 2 Y-coordinate {m}
2.134, !- Vertex 2 Z-coordinate {m}
76.566, !- Vertex 3 X-coordinate {m}
51.444, !- Vertex 3 Y-coordinate {m}
2.134, !- Vertex 3 Z-coordinate {m}
76.566, !- Vertex 4 X-coordinate {m}
49.865, !- Vertex 4 Y-coordinate {m}
2.134, !- Vertex 4 Z-coordinate {m}
79.675, !- Vertex 5 X-coordinate {m}
49.865, !- Vertex 5 Y-coordinate {m}
2.134, !- Vertex 5 Z-coordinate {m}
79.675, !- Vertex 6 X-coordinate {m}
58.339, !- Vertex 6 Y-coordinate {m}
2.134, !- Vertex 6 Z-coordinate {m}
, !- Vertex 7 X-coordinate {m}
, !- Vertex 7 Y-coordinate {m}
, !- Vertex 7 Z-coordinate {m}
, !- Vertex 8 X-coordinate {m}
, !- Vertex 8 Y-coordinate {m}
, !- Vertex 8 Z-coordinate {m}
, !- Vertex 9 X-coordinate {m}
, !- Vertex 9 Y-coordinate {m}
, !- Vertex 9 Z-coordinate {m}
, !- Vertex 10 X-coordinate {m}
, !- Vertex 10 Y-coordinate {m}
, !- Vertex 10 Z-coordinate {m}
, !- Vertex 11 X-coordinate {m}
, !- Vertex 11 Y-coordinate {m}
, !- Vertex 11 Z-coordinate {m}
, !- Vertex 12 X-coordinate {m}
, !- Vertex 12 Y-coordinate {m}
, !- Vertex 12 Z-coordinate {m}
, !- Vertex 13 X-coordinate {m}
, !- Vertex 13 Y-coordinate {m}
, !- Vertex 13 Z-coordinate {m}
, !- Vertex 14 X-coordinate {m}
, !- Vertex 14 Y-coordinate {m}
, !- Vertex 14 Z-coordinate {m}
, !- Vertex 15 X-coordinate {m}
, !- Vertex 15 Y-coordinate {m}
, !- Vertex 15 Z-coordinate {m}
, !- Vertex 16 X-coordinate {m}
, !- Vertex 16 Y-coordinate {m}
, !- Vertex 16 Z-coordinate {m}
, !- Vertex 17 X-coordinate {m}
, !- Vertex 17 Y-coordinate {m}
, !- Vertex 17 Z-coordinate {m}
, !- Vertex 18 X-coordinate {m}
, !- Vertex 18 Y-coordinate {m}
, !- Vertex 18 Z-coordinate {m}
, !- Vertex 19 X-coordinate {m}
, !- Vertex 19 Y-coordinate {m}
, !- Vertex 19 Z-coordinate {m}
, !- Vertex 20 X-coordinate {m}
, !- Vertex 20 Y-coordinate {m}
; !- Vertex 20 Z-coordinate {m}
BuildingSurface:Detailed,
L1-124-SpecialtyService_Srf_0, !- Name
Floor, !- Surface Type
Hole, !- Construction Name
L1-124-SpecialtyService Thermal Zone, !- Zone Name
ground, !- Outside Boundary Condition
, !- Outside Boundary Condition Object
NoSun, !- Sun Exposure
NoWind, !- Wind Exposure
, !- View Factor to Ground
6, !- Number of Vertices
74.341, !- Vertex 1 X-coordinate {m}
47.366, !- Vertex 1 Y-coordinate {m}
0, !- Vertex 1 Z-coordinate {m}
74.341, !- Vertex 2 X-coordinate {m}
41.605, !- Vertex 2 Y-coordinate {m}
0, !- Vertex 2 Z-coordinate {m}
69.769, !- Vertex 3 X-coordinate {m}
41.605, !- Vertex 3 Y-coordinate {m}
0, !- Vertex 3 Z-coordinate {m}
69.769, !- Vertex 4 X-coordinate {m}
48.463, !- Vertex 4 Y-coordinate {m}
0, !- Vertex 4 Z-coordinate {m}
73.548, !- Vertex 5 X-coordinate {m}
48.463, !- Vertex 5 Y-coordinate {m}
0, !- Vertex 5 Z-coordinate {m}
73.548, !- Vertex 6 X-coordinate {m}
47.366, !- Vertex 6 Y-coordinate {m}
0, !- Vertex 6 Z-coordinate {m}
, !- Vertex 7 X-coordinate {m}
, !- Vertex 7 Y-coordinate {m}
, !- Vertex 7 Z-coordinate {m}
, !- Vertex 8 X-coordinate {m}
, !- Vertex 8 Y-coordinate {m}
, !- Vertex 8 Z-coordinate {m}
, !- Vertex 9 X-coordinate {m}
, !- Vertex 9 Y-coordinate {m}
, !- Vertex 9 Z-coordinate {m}
, !- Vertex 10 X-coordinate {m}
, !- Vertex 10 Y-coordinate {m}
, !- Vertex 10 Z-coordinate {m}
, !- Vertex 11 X-coordinate {m}
, !- Vertex 11 Y-coordinate {m}
, !- Vertex 11 Z-coordinate {m}
, !- Vertex 12 X-coordinate {m}
, !- Vertex 12 Y-coordinate {m}
, !- Vertex 12 Z-coordinate {m}
, !- Vertex 13 X-coordinate {m}
, !- Vertex 13 Y-coordinate {m}
, !- Vertex 13 Z-coordinate {m}
, !- Vertex 14 X-coordinate {m}
, !- Vertex 14 Y-coordinate {m}
, !- Vertex 14 Z-coordinate {m}
, !- Vertex 15 X-coordinate {m}
, !- Vertex 15 Y-coordinate {m}
, !- Vertex 15 Z-coordinate {m}
, !- Vertex 16 X-coordinate {m}
, !- Vertex 16 Y-coordinate {m}
, !- Vertex 16 Z-coordinate {m}
, !- Vertex 17 X-coordinate {m}
, !- Vertex 17 Y-coordinate {m}
, !- Vertex 17 Z-coordinate {m}
, !- Vertex 18 X-coordinate {m}
, !- Vertex 18 Y-coordinate {m}
, !- Vertex 18 Z-coordinate {m}
, !- Vertex 19 X-coordinate {m}
, !- Vertex 19 Y-coordinate {m}
, !- Vertex 19 Z-coordinate {m}
, !- Vertex 20 X-coordinate {m}
, !- Vertex 20 Y-coordinate {m}
; !- Vertex 20 Z-coordinate {m}
BuildingSurface:Detailed,
L1-124-SpecialtyService_Srf_1, !- Name
Wall, !- Surface Type
Hole, !- Construction Name
L1-124-SpecialtyService Thermal Zone, !- Zone Name
Surface, !- Outside Boundary Condition
L1-101-SalesCirculation5_Srf_12, !- Outside Boundary Condition Object
NoSun, !- Sun Exposure
NoWind, !- Wind Exposure
, !- View Factor to Ground
4, !- Number of Vertices
74.341, !- Vertex 1 X-coordinate {m}
42.367, !- Vertex 1 Y-coordinate {m}
2.134, !- Vertex 1 Z-coordinate {m}
74.341, !- Vertex 2 X-coordinate {m}
42.367, !- Vertex 2 Y-coordinate {m}
0, !- Vertex 2 Z-coordinate {m}
74.341, !- Vertex 3 X-coordinate {m}
47.366, !- Vertex 3 Y-coordinate {m}
0, !- Vertex 3 Z-coordinate {m}
74.341, !- Vertex 4 X-coordinate {m}
47.366, !- Vertex 4 Y-coordinate {m}
2.134, !- Vertex 4 Z-coordinate {m}
, !- Vertex 5 X-coordinate {m}
, !- Vertex 5 Y-coordinate {m}
, !- Vertex 5 Z-coordinate {m}
, !- Vertex 6 X-coordinate {m}
, !- Vertex 6 Y-coordinate {m}
, !- Vertex 6 Z-coordinate {m}
, !- Vertex 7 X-coordinate {m}
, !- Vertex 7 Y-coordinate {m}
, !- Vertex 7 Z-coordinate {m}
, !- Vertex 8 X-coordinate {m}
, !- Vertex 8 Y-coordinate {m}
, !- Vertex 8 Z-coordinate {m}
, !- Vertex 9 X-coordinate {m}
, !- Vertex 9 Y-coordinate {m}
, !- Vertex 9 Z-coordinate {m}
, !- Vertex 10 X-coordinate {m}
, !- Vertex 10 Y-coordinate {m}
, !- Vertex 10 Z-coordinate {m}
, !- Vertex 11 X-coordinate {m}
, !- Vertex 11 Y-coordinate {m}
, !- Vertex 11 Z-coordinate {m}
, !- Vertex 12 X-coordinate {m}
, !- Vertex 12 Y-coordinate {m}
, !- Vertex 12 Z-coordinate {m}
, !- Vertex 13 X-coordinate {m}
, !- Vertex 13 Y-coordinate {m}
, !- Vertex 13 Z-coordinate {m}
, !- Vertex 14 X-coordinate {m}
, !- Vertex 14 Y-coordinate {m}
, !- Vertex 14 Z-coordinate {m}
, !- Vertex 15 X-coordinate {m}
, !- Vertex 15 Y-coordinate {m}
, !- Vertex 15 Z-coordinate {m}
, !- Vertex 16 X-coordinate {m}
, !- Vertex 16 Y-coordinate {m}
, !- Vertex 16 Z-coordinate {m}
, !- Vertex 17 X-coordinate {m}
, !- Vertex 17 Y-coordinate {m}
, !- Vertex 17 Z-coordinate {m}
, !- Vertex 18 X-coordinate {m}
, !- Vertex 18 Y-coordinate {m}
, !- Vertex 18 Z-coordinate {m}
, !- Vertex 19 X-coordinate {m}
, !- Vertex 19 Y-coordinate {m}
, !- Vertex 19 Z-coordinate {m}
, !- Vertex 20 X-coordinate {m}
, !- Vertex 20 Y-coordinate {m}
; !- Vertex 20 Z-coordinate {m}
BuildingSurface:Detailed,
L1-124-SpecialtyService_Srf_2, !- Name
Wall, !- Surface Type
Hole, !- Construction Name
L1-124-SpecialtyService Thermal Zone, !- Zone Name
Surface, !- Outside Boundary Condition
L1-101-SalesCirculation5_Srf_11, !- Outside Boundary Condition Object
NoSun, !- Sun Exposure
NoWind, !- Wind Exposure
, !- View Factor to Ground
4, !- Number of Vertices
74.341, !- Vertex 1 X-coordinate {m}
47.366, !- Vertex 1 Y-coordinate {m}
2.134, !- Vertex 1 Z-coordinate {m}
74.341, !- Vertex 2 X-coordinate {m}
47.366, !- Vertex 2 Y-coordinate {m}
0, !- Vertex 2 Z-coordinate {m}
73.548, !- Vertex 3 X-coordinate {m}
47.366, !- Vertex 3 Y-coordinate {m}
0, !- Vertex 3 Z-coordinate {m}
73.548, !- Vertex 4 X-coordinate {m}
47.366, !- Vertex 4 Y-coordinate {m}
2.134, !- Vertex 4 Z-coordinate {m}
, !- Vertex 5 X-coordinate {m}
, !- Vertex 5 Y-coordinate {m}
, !- Vertex 5 Z-coordinate {m}
, !- Vertex 6 X-coordinate {m}
, !- Vertex 6 Y-coordinate {m}
, !- Vertex 6 Z-coordinate {m}
, !- Vertex 7 X-coordinate {m}
, !- Vertex 7 Y-coordinate {m}
, !- Vertex 7 Z-coordinate {m}
, !- Vertex 8 X-coordinate {m}
, !- Vertex 8 Y-coordinate {m}
, !- Vertex 8 Z-coordinate {m}
, !- Vertex 9 X-coordinate {m}
, !- Vertex 9 Y-coordinate {m}
, !- Vertex 9 Z-coordinate {m}
, !- Vertex 10 X-coordinate {m}
, !- Vertex 10 Y-coordinate {m}
, !- Vertex 10 Z-coordinate {m}
, !- Vertex 11 X-coordinate {m}
, !- Vertex 11 Y-coordinate {m}
, !- Vertex 11 Z-coordinate {m}
, !- Vertex 12 X-coordinate {m}
, !- Vertex 12 Y-coordinate {m}
, !- Vertex 12 Z-coordinate {m}
, !- Vertex 13 X-coordinate {m}
, !- Vertex 13 Y-coordinate {m}
, !- Vertex 13 Z-coordinate {m}
, !- Vertex 14 X-coordinate {m}
, !- Vertex 14 Y-coordinate {m}
, !- Vertex 14 Z-coordinate {m}
, !- Vertex 15 X-coordinate {m}
, !- Vertex 15 Y-coordinate {m}
, !- Vertex 15 Z-coordinate {m}
, !- Vertex 16 X-coordinate {m}
, !- Vertex 16 Y-coordinate {m}
, !- Vertex 16 Z-coordinate {m}
, !- Vertex 17 X-coordinate {m}
, !- Vertex 17 Y-coordinate {m}
, !- Vertex 17 Z-coordinate {m}
, !- Vertex 18 X-coordinate {m}
, !- Vertex 18 Y-coordinate {m}
, !- Vertex 18 Z-coordinate {m}
, !- Vertex 19 X-coordinate {m}
, !- Vertex 19 Y-coordinate {m}
, !- Vertex 19 Z-coordinate {m}
, !- Vertex 20 X-coordinate {m}
, !- Vertex 20 Y-coordinate {m}
; !- Vertex 20 Z-coordinate {m}
BuildingSurface:Detailed,
L1-124-SpecialtyService_Srf_3, !- Name
Wall, !- Surface Type
Hole, !- Construction Name
L1-124-SpecialtyService Thermal Zone, !- Zone Name
Surface, !- Outside Boundary Condition
L1-101-SalesCirculation5_Srf_10, !- Outside Boundary Condition Object
NoSun, !- Sun Exposure
NoWind, !- Wind Exposure
, !- View Factor to Ground
4, !- Number of Vertices
73.548, !- Vertex 1 X-coordinate {m}
47.366, !- Vertex 1 Y-coordinate {m}
2.134, !- Vertex 1 Z-coordinate {m}
73.548, !- Vertex 2 X-coordinate {m}
47.366, !- Vertex 2 Y-coordinate {m}
0, !- Vertex 2 Z-coordinate {m}
73.548, !- Vertex 3 X-coordinate {m}
48.463, !- Vertex 3 Y-coordinate {m}
0, !- Vertex 3 Z-coordinate {m}
73.548, !- Vertex 4 X-coordinate {m}
48.463, !- Vertex 4 Y-coordinate {m}
2.134, !- Vertex 4 Z-coordinate {m}
, !- Vertex 5 X-coordinate {m}
, !- Vertex 5 Y-coordinate {m}
, !- Vertex 5 Z-coordinate {m}
, !- Vertex 6 X-coordinate {m}
, !- Vertex 6 Y-coordinate {m}
, !- Vertex 6 Z-coordinate {m}
, !- Vertex 7 X-coordinate {m}
, !- Vertex 7 Y-coordinate {m}
, !- Vertex 7 Z-coordinate {m}
, !- Vertex 8 X-coordinate {m}
, !- Vertex 8 Y-coordinate {m}
, !- Vertex 8 Z-coordinate {m}
, !- Vertex 9 X-coordinate {m}
, !- Vertex 9 Y-coordinate {m}
, !- Vertex 9 Z-coordinate {m}
, !- Vertex 10 X-coordinate {m}
, !- Vertex 10 Y-coordinate {m}
, !- Vertex 10 Z-coordinate {m}
, !- Vertex 11 X-coordinate {m}
, !- Vertex 11 Y-coordinate {m}
, !- Vertex 11 Z-coordinate {m}
, !- Vertex 12 X-coordinate {m}
, !- Vertex 12 Y-coordinate {m}
, !- Vertex 12 Z-coordinate {m}
, !- Vertex 13 X-coordinate {m}
, !- Vertex 13 Y-coordinate {m}
, !- Vertex 13 Z-coordinate {m}
, !- Vertex 14 X-coordinate {m}
, !- Vertex 14 Y-coordinate {m}
, !- Vertex 14 Z-coordinate {m}
, !- Vertex 15 X-coordinate {m}
, !- Vertex 15 Y-coordinate {m}
, !- Vertex 15 Z-coordinate {m}
, !- Vertex 16 X-coordinate {m}
, !- Vertex 16 Y-coordinate {m}
, !- Vertex 16 Z-coordinate {m}
, !- Vertex 17 X-coordinate {m}
, !- Vertex 17 Y-coordinate {m}
, !- Vertex 17 Z-coordinate {m}
, !- Vertex 18 X-coordinate {m}
, !- Vertex 18 Y-coordinate {m}
, !- Vertex 18 Z-coordinate {m}
, !- Vertex 19 X-coordinate {m}
, !- Vertex 19 Y-coordinate {m}
, !- Vertex 19 Z-coordinate {m}
, !- Vertex 20 X-coordinate {m}
, !- Vertex 20 Y-coordinate {m}
; !- Vertex 20 Z-coordinate {m}
BuildingSurface:Detailed,
L1-124-SpecialtyService_Srf_4, !- Name
Wall, !- Surface Type
Hole, !- Construction Name
L1-124-SpecialtyService Thermal Zone, !- Zone Name
Surface, !- Outside Boundary Condition
L1-101-SalesCirculation6_Srf_3, !- Outside Boundary Condition Object
NoSun, !- Sun Exposure
NoWind, !- Wind Exposure
, !- View Factor to Ground
4, !- Number of Vertices
73.548, !- Vertex 1 X-coordinate {m}
48.463, !- Vertex 1 Y-coordinate {m}
2.134, !- Vertex 1 Z-coordinate {m}
73.548, !- Vertex 2 X-coordinate {m}
48.463, !- Vertex 2 Y-coordinate {m}
0, !- Vertex 2 Z-coordinate {m}
69.769, !- Vertex 3 X-coordinate {m}
48.463, !- Vertex 3 Y-coordinate {m}
0, !- Vertex 3 Z-coordinate {m}
69.769, !- Vertex 4 X-coordinate {m}
48.463, !- Vertex 4 Y-coordinate {m}
2.134, !- Vertex 4 Z-coordinate {m}
, !- Vertex 5 X-coordinate {m}
, !- Vertex 5 Y-coordinate {m}
, !- Vertex 5 Z-coordinate {m}
, !- Vertex 6 X-coordinate {m}
, !- Vertex 6 Y-coordinate {m}
, !- Vertex 6 Z-coordinate {m}
, !- Vertex 7 X-coordinate {m}
, !- Vertex 7 Y-coordinate {m}
, !- Vertex 7 Z-coordinate {m}
, !- Vertex 8 X-coordinate {m}
, !- Vertex 8 Y-coordinate {m}
, !- Vertex 8 Z-coordinate {m}
, !- Vertex 9 X-coordinate {m}
, !- Vertex 9 Y-coordinate {m}
, !- Vertex 9 Z-coordinate {m}
, !- Vertex 10 X-coordinate {m}
, !- Vertex 10 Y-coordinate {m}
, !- Vertex 10 Z-coordinate {m}
, !- Vertex 11 X-coordinate {m}
, !- Vertex 11 Y-coordinate {m}
, !- Vertex 11 Z-coordinate {m}
, !- Vertex 12 X-coordinate {m}
, !- Vertex 12 Y-coordinate {m}
, !- Vertex 12 Z-coordinate {m}
, !- Vertex 13 X-coordinate {m}
, !- Vertex 13 Y-coordinate {m}
, !- Vertex 13 Z-coordinate {m}
, !- Vertex 14 X-coordinate {m}
, !- Vertex 14 Y-coordinate {m}
, !- Vertex 14 Z-coordinate {m}
, !- Vertex 15 X-coordinate {m}
, !- Vertex 15 Y-coordinate {m}
, !- Vertex 15 Z-coordinate {m}
, !- Vertex 16 X-coordinate {m}
, !- Vertex 16 Y-coordinate {m}
, !- Vertex 16 Z-coordinate {m}
, !- Vertex 17 X-coordinate {m}
, !- Vertex 17 Y-coordinate {m}
, !- Vertex 17 Z-coordinate {m}
, !- Vertex 18 X-coordinate {m}
, !- Vertex 18 Y-coordinate {m}
, !- Vertex 18 Z-coordinate {m}
, !- Vertex 19 X-coordinate {m}
, !- Vertex 19 Y-coordinate {m}
, !- Vertex 19 Z-coordinate {m}
, !- Vertex 20 X-coordinate {m}
, !- Vertex 20 Y-coordinate {m}
; !- Vertex 20 Z-coordinate {m}
BuildingSurface:Detailed,
L1-124-SpecialtyService_Srf_5, !- Name
Wall, !- Surface Type
Hole, !- Construction Name
L1-124-SpecialtyService Thermal Zone, !- Zone Name
Surface, !- Outside Boundary Condition
L1-101-SalesCirculation6_Srf_2, !- Outside Boundary Condition Object
NoSun, !- Sun Exposure
NoWind, !- Wind Exposure
, !- View Factor to Ground
4, !- Number of Vertices
69.769, !- Vertex 1 X-coordinate {m}
48.463, !- Vertex 1 Y-coordinate {m}
2.134, !- Vertex 1 Z-coordinate {m}
69.769, !- Vertex 2 X-coordinate {m}
48.463, !- Vertex 2 Y-coordinate {m}
0, !- Vertex 2 Z-coordinate {m}
69.769, !- Vertex 3 X-coordinate {m}
41.605, !- Vertex 3 Y-coordinate {m}
0, !- Vertex 3 Z-coordinate {m}
69.769, !- Vertex 4 X-coordinate {m}
41.605, !- Vertex 4 Y-coordinate {m}
2.134, !- Vertex 4 Z-coordinate {m}
, !- Vertex 5 X-coordinate {m}
, !- Vertex 5 Y-coordinate {m}
, !- Vertex 5 Z-coordinate {m}
, !- Vertex 6 X-coordinate {m}
, !- Vertex 6 Y-coordinate {m}
, !- Vertex 6 Z-coordinate {m}
, !- Vertex 7 X-coordinate {m}
, !- Vertex 7 Y-coordinate {m}
, !- Vertex 7 Z-coordinate {m}
, !- Vertex 8 X-coordinate {m}
, !- Vertex 8 Y-coordinate {m}
, !- Vertex 8 Z-coordinate {m}
, !- Vertex 9 X-coordinate {m}
, !- Vertex 9 Y-coordinate {m}
, !- Vertex 9 Z-coordinate {m}
, !- Vertex 10 X-coordinate {m}
, !- Vertex 10 Y-coordinate {m}
, !- Vertex 10 Z-coordinate {m}
, !- Vertex 11 X-coordinate {m}
, !- Vertex 11 Y-coordinate {m}
, !- Vertex 11 Z-coordinate {m}
, !- Vertex 12 X-coordinate {m}
, !- Vertex 12 Y-coordinate {m}
, !- Vertex 12 Z-coordinate {m}
, !- Vertex 13 X-coordinate {m}
, !- Vertex 13 Y-coordinate {m}
, !- Vertex 13 Z-coordinate {m}
, !- Vertex 14 X-coordinate {m}
, !- Vertex 14 Y-coordinate {m}
, !- Vertex 14 Z-coordinate {m}
, !- Vertex 15 X-coordinate {m}
, !- Vertex 15 Y-coordinate {m}
, !- Vertex 15 Z-coordinate {m}
, !- Vertex 16 X-coordinate {m}
, !- Vertex 16 Y-coordinate {m}
, !- Vertex 16 Z-coordinate {m}
, !- Vertex 17 X-coordinate {m}
, !- Vertex 17 Y-coordinate {m}
, !- Vertex 17 Z-coordinate {m}
, !- Vertex 18 X-coordinate {m}
, !- Vertex 18 Y-coordinate {m}
, !- Vertex 18 Z-coordinate {m}
, !- Vertex 19 X-coordinate {m}
, !- Vertex 19 Y-coordinate {m}
, !- Vertex 19 Z-coordinate {m}
, !- Vertex 20 X-coordinate {m}
, !- Vertex 20 Y-coordinate {m}
; !- Vertex 20 Z-coordinate {m}
BuildingSurface:Detailed,
L1-124-SpecialtyService_Srf_6, !- Name
Wall, !- Surface Type
Hole, !- Construction Name
L1-124-SpecialtyService Thermal Zone, !- Zone Name
Surface, !- Outside Boundary Condition
L1-125-PreparedFoods1_Srf_4, !- Outside Boundary Condition Object
NoSun, !- Sun Exposure
NoWind, !- Wind Exposure
, !- View Factor to Ground
4, !- Number of Vertices
69.769, !- Vertex 1 X-coordinate {m}
41.605, !- Vertex 1 Y-coordinate {m}
2.134, !- Vertex 1 Z-coordinate {m}
69.769, !- Vertex 2 X-coordinate {m}
41.605, !- Vertex 2 Y-coordinate {m}
0, !- Vertex 2 Z-coordinate {m}
74.341, !- Vertex 3 X-coordinate {m}
41.605, !- Vertex 3 Y-coordinate {m}
0, !- Vertex 3 Z-coordinate {m}
74.341, !- Vertex 4 X-coordinate {m}
41.605, !- Vertex 4 Y-coordinate {m}
2.134, !- Vertex 4 Z-coordinate {m}
, !- Vertex 5 X-coordinate {m}
, !- Vertex 5 Y-coordinate {m}
, !- Vertex 5 Z-coordinate {m}
, !- Vertex 6 X-coordinate {m}
, !- Vertex 6 Y-coordinate {m}
, !- Vertex 6 Z-coordinate {m}
, !- Vertex 7 X-coordinate {m}
, !- Vertex 7 Y-coordinate {m}
, !- Vertex 7 Z-coordinate {m}
, !- Vertex 8 X-coordinate {m}
, !- Vertex 8 Y-coordinate {m}
, !- Vertex 8 Z-coordinate {m}
, !- Vertex 9 X-coordinate {m}
, !- Vertex 9 Y-coordinate {m}
, !- Vertex 9 Z-coordinate {m}
, !- Vertex 10 X-coordinate {m}
, !- Vertex 10 Y-coordinate {m}
, !- Vertex 10 Z-coordinate {m}
, !- Vertex 11 X-coordinate {m}
, !- Vertex 11 Y-coordinate {m}
, !- Vertex 11 Z-coordinate {m}
, !- Vertex 12 X-coordinate {m}
, !- Vertex 12 Y-coordinate {m}
, !- Vertex 12 Z-coordinate {m}
, !- Vertex 13 X-coordinate {m}
, !- Vertex 13 Y-coordinate {m}
, !- Vertex 13 Z-coordinate {m}
, !- Vertex 14 X-coordinate {m}
, !- Vertex 14 Y-coordinate {m}
, !- Vertex 14 Z-coordinate {m}
, !- Vertex 15 X-coordinate {m}
, !- Vertex 15 Y-coordinate {m}
, !- Vertex 15 Z-coordinate {m}
, !- Vertex 16 X-coordinate {m}
, !- Vertex 16 Y-coordinate {m}
, !- Vertex 16 Z-coordinate {m}
, !- Vertex 17 X-coordinate {m}
, !- Vertex 17 Y-coordinate {m}
, !- Vertex 17 Z-coordinate {m}
, !- Vertex 18 X-coordinate {m}
, !- Vertex 18 Y-coordinate {m}
, !- Vertex 18 Z-coordinate {m}
, !- Vertex 19 X-coordinate {m}
, !- Vertex 19 Y-coordinate {m}
, !- Vertex 19 Z-coordinate {m}
, !- Vertex 20 X-coordinate {m}
, !- Vertex 20 Y-coordinate {m}
; !- Vertex 20 Z-coordinate {m}
BuildingSurface:Detailed,
L1-124-SpecialtyService_Srf_7, !- Name
Wall, !- Surface Type
Hole, !- Construction Name
L1-124-SpecialtyService Thermal Zone, !- Zone Name
Surface, !- Outside Boundary Condition
L1-101-SalesCirculation5_Srf_13, !- Outside Boundary Condition Object
NoSun, !- Sun Exposure
NoWind, !- Wind Exposure
, !- View Factor to Ground
4, !- Number of Vertices
74.341, !- Vertex 1 X-coordinate {m}
41.605, !- Vertex 1 Y-coordinate {m}
2.134, !- Vertex 1 Z-coordinate {m}
74.341, !- Vertex 2 X-coordinate {m}
41.605, !- Vertex 2 Y-coordinate {m}
0, !- Vertex 2 Z-coordinate {m}
74.341, !- Vertex 3 X-coordinate {m}
42.367, !- Vertex 3 Y-coordinate {m}
0, !- Vertex 3 Z-coordinate {m}
74.341, !- Vertex 4 X-coordinate {m}
42.367, !- Vertex 4 Y-coordinate {m}
2.134, !- Vertex 4 Z-coordinate {m}
, !- Vertex 5 X-coordinate {m}
, !- Vertex 5 Y-coordinate {m}
, !- Vertex 5 Z-coordinate {m}
, !- Vertex 6 X-coordinate {m}
, !- Vertex 6 Y-coordinate {m}
, !- Vertex 6 Z-coordinate {m}
, !- Vertex 7 X-coordinate {m}
, !- Vertex 7 Y-coordinate {m}
, !- Vertex 7 Z-coordinate {m}
, !- Vertex 8 X-coordinate {m}
, !- Vertex 8 Y-coordinate {m}
, !- Vertex 8 Z-coordinate {m}
, !- Vertex 9 X-coordinate {m}
, !- Vertex 9 Y-coordinate {m}
, !- Vertex 9 Z-coordinate {m}
, !- Vertex 10 X-coordinate {m}
, !- Vertex 10 Y-coordinate {m}
, !- Vertex 10 Z-coordinate {m}
, !- Vertex 11 X-coordinate {m}
, !- Vertex 11 Y-coordinate {m}
, !- Vertex 11 Z-coordinate {m}
, !- Vertex 12 X-coordinate {m}
, !- Vertex 12 Y-coordinate {m}
, !- Vertex 12 Z-coordinate {m}
, !- Vertex 13 X-coordinate {m}
, !- Vertex 13 Y-coordinate {m}
, !- Vertex 13 Z-coordinate {m}
, !- Vertex 14 X-coordinate {m}
, !- Vertex 14 Y-coordinate {m}
, !- Vertex 14 Z-coordinate {m}
, !- Vertex 15 X-coordinate {m}
, !- Vertex 15 Y-coordinate {m}
, !- Vertex 15 Z-coordinate {m}
, !- Vertex 16 X-coordinate {m}
, !- Vertex 16 Y-coordinate {m}
, !- Vertex 16 Z-coordinate {m}
, !- Vertex 17 X-coordinate {m}
, !- Vertex 17 Y-coordinate {m}
, !- Vertex 17 Z-coordinate {m}
, !- Vertex 18 X-coordinate {m}
, !- Vertex 18 Y-coordinate {m}
, !- Vertex 18 Z-coordinate {m}
, !- Vertex 19 X-coordinate {m}
, !- Vertex 19 Y-coordinate {m}
, !- Vertex 19 Z-coordinate {m}
, !- Vertex 20 X-coordinate {m}
, !- Vertex 20 Y-coordinate {m}
; !- Vertex 20 Z-coordinate {m}
BuildingSurface:Detailed,
L1-124-SpecialtyService_Srf_8, !- Name
Roof, !- Surface Type
Roof_BOH, !- Construction Name
L1-124-SpecialtyService Thermal Zone, !- Zone Name
Outdoors, !- Outside Boundary Condition
, !- Outside Boundary Condition Object
SunExposed, !- Sun Exposure
WindExposed, !- Wind Exposure
, !- View Factor to Ground
6, !- Number of Vertices
69.769, !- Vertex 1 X-coordinate {m}
48.463, !- Vertex 1 Y-coordinate {m}
2.134, !- Vertex 1 Z-coordinate {m}
69.769, !- Vertex 2 X-coordinate {m}
41.605, !- Vertex 2 Y-coordinate {m}
2.134, !- Vertex 2 Z-coordinate {m}
74.341, !- Vertex 3 X-coordinate {m}
41.605, !- Vertex 3 Y-coordinate {m}
2.134, !- Vertex 3 Z-coordinate {m}
74.341, !- Vertex 4 X-coordinate {m}
47.366, !- Vertex 4 Y-coordinate {m}
2.134, !- Vertex 4 Z-coordinate {m}
73.548, !- Vertex 5 X-coordinate {m}
47.366, !- Vertex 5 Y-coordinate {m}
2.134, !- Vertex 5 Z-coordinate {m}
73.548, !- Vertex 6 X-coordinate {m}
48.463, !- Vertex 6 Y-coordinate {m}
2.134, !- Vertex 6 Z-coordinate {m}
, !- Vertex 7 X-coordinate {m}
, !- Vertex 7 Y-coordinate {m}
, !- Vertex 7 Z-coordinate {m}
, !- Vertex 8 X-coordinate {m}
, !- Vertex 8 Y-coordinate {m}
, !- Vertex 8 Z-coordinate {m}
, !- Vertex 9 X-coordinate {m}
, !- Vertex 9 Y-coordinate {m}
, !- Vertex 9 Z-coordinate {m}
, !- Vertex 10 X-coordinate {m}
, !- Vertex 10 Y-coordinate {m}
, !- Vertex 10 Z-coordinate {m}
, !- Vertex 11 X-coordinate {m}
, !- Vertex 11 Y-coordinate {m}
, !- Vertex 11 Z-coordinate {m}
, !- Vertex 12 X-coordinate {m}
, !- Vertex 12 Y-coordinate {m}
, !- Vertex 12 Z-coordinate {m}
, !- Vertex 13 X-coordinate {m}
, !- Vertex 13 Y-coordinate {m}
, !- Vertex 13 Z-coordinate {m}
, !- Vertex 14 X-coordinate {m}
, !- Vertex 14 Y-coordinate {m}
, !- Vertex 14 Z-coordinate {m}
, !- Vertex 15 X-coordinate {m}
, !- Vertex 15 Y-coordinate {m}
, !- Vertex 15 Z-coordinate {m}
, !- Vertex 16 X-coordinate {m}
, !- Vertex 16 Y-coordinate {m}
, !- Vertex 16 Z-coordinate {m}
, !- Vertex 17 X-coordinate {m}
, !- Vertex 17 Y-coordinate {m}
, !- Vertex 17 Z-coordinate {m}
, !- Vertex 18 X-coordinate {m}
, !- Vertex 18 Y-coordinate {m}
, !- Vertex 18 Z-coordinate {m}
, !- Vertex 19 X-coordinate {m}
, !- Vertex 19 Y-coordinate {m}
, !- Vertex 19 Z-coordinate {m}
, !- Vertex 20 X-coordinate {m}
, !- Vertex 20 Y-coordinate {m}
; !- Vertex 20 Z-coordinate {m}
BuildingSurface:Detailed,
L1-125-PreparedFoods1_Srf_0, !- Name
Floor, !- Surface Type
Hole, !- Construction Name
L1-125-PreparedFoods1 Thermal Zone, !- Zone Name
ground, !- Outside Boundary Condition
, !- Outside Boundary Condition Object
NoSun, !- Sun Exposure
NoWind, !- Wind Exposure
, !- View Factor to Ground
4, !- Number of Vertices
76.291, !- Vertex 1 X-coordinate {m}
41.605, !- Vertex 1 Y-coordinate {m}
0, !- Vertex 1 Z-coordinate {m}
76.291, !- Vertex 2 X-coordinate {m}
37.856, !- Vertex 2 Y-coordinate {m}
0, !- Vertex 2 Z-coordinate {m}
69.129, !- Vertex 3 X-coordinate {m}
37.856, !- Vertex 3 Y-coordinate {m}
0, !- Vertex 3 Z-coordinate {m}
69.129, !- Vertex 4 X-coordinate {m}
41.605, !- Vertex 4 Y-coordinate {m}
0, !- Vertex 4 Z-coordinate {m}
, !- Vertex 5 X-coordinate {m}
, !- Vertex 5 Y-coordinate {m}
, !- Vertex 5 Z-coordinate {m}
, !- Vertex 6 X-coordinate {m}
, !- Vertex 6 Y-coordinate {m}
, !- Vertex 6 Z-coordinate {m}
, !- Vertex 7 X-coordinate {m}
, !- Vertex 7 Y-coordinate {m}
, !- Vertex 7 Z-coordinate {m}
, !- Vertex 8 X-coordinate {m}
, !- Vertex 8 Y-coordinate {m}
, !- Vertex 8 Z-coordinate {m}
, !- Vertex 9 X-coordinate {m}
, !- Vertex 9 Y-coordinate {m}
, !- Vertex 9 Z-coordinate {m}
, !- Vertex 10 X-coordinate {m}
, !- Vertex 10 Y-coordinate {m}
, !- Vertex 10 Z-coordinate {m}
, !- Vertex 11 X-coordinate {m}
, !- Vertex 11 Y-coordinate {m}
, !- Vertex 11 Z-coordinate {m}
, !- Vertex 12 X-coordinate {m}
, !- Vertex 12 Y-coordinate {m}
, !- Vertex 12 Z-coordinate {m}
, !- Vertex 13 X-coordinate {m}
, !- Vertex 13 Y-coordinate {m}
, !- Vertex 13 Z-coordinate {m}
, !- Vertex 14 X-coordinate {m}
, !- Vertex 14 Y-coordinate {m}
, !- Vertex 14 Z-coordinate {m}
, !- Vertex 15 X-coordinate {m}
, !- Vertex 15 Y-coordinate {m}
, !- Vertex 15 Z-coordinate {m}
, !- Vertex 16 X-coordinate {m}
, !- Vertex 16 Y-coordinate {m}
, !- Vertex 16 Z-coordinate {m}
, !- Vertex 17 X-coordinate {m}
, !- Vertex 17 Y-coordinate {m}
, !- Vertex 17 Z-coordinate {m}
, !- Vertex 18 X-coordinate {m}
, !- Vertex 18 Y-coordinate {m}
, !- Vertex 18 Z-coordinate {m}
, !- Vertex 19 X-coordinate {m}
, !- Vertex 19 Y-coordinate {m}
, !- Vertex 19 Z-coordinate {m}
, !- Vertex 20 X-coordinate {m}
, !- Vertex 20 Y-coordinate {m}
; !- Vertex 20 Z-coordinate {m}
BuildingSurface:Detailed,
L1-125-PreparedFoods1_Srf_1, !- Name
Wall, !- Surface Type
Hole, !- Construction Name
L1-125-PreparedFoods1 Thermal Zone, !- Zone Name
Surface, !- Outside Boundary Condition
L1-125-PreparedFoods2_Srf_4, !- Outside Boundary Condition Object
NoSun, !- Sun Exposure
NoWind, !- Wind Exposure
, !- View Factor to Ground
4, !- Number of Vertices
69.129, !- Vertex 1 X-coordinate {m}
37.856, !- Vertex 1 Y-coordinate {m}
2.134, !- Vertex 1 Z-coordinate {m}
69.129, !- Vertex 2 X-coordinate {m}
37.856, !- Vertex 2 Y-coordinate {m}
0, !- Vertex 2 Z-coordinate {m}
76.291, !- Vertex 3 X-coordinate {m}
37.856, !- Vertex 3 Y-coordinate {m}
0, !- Vertex 3 Z-coordinate {m}
76.291, !- Vertex 4 X-coordinate {m}
37.856, !- Vertex 4 Y-coordinate {m}
2.134, !- Vertex 4 Z-coordinate {m}
, !- Vertex 5 X-coordinate {m}
, !- Vertex 5 Y-coordinate {m}
, !- Vertex 5 Z-coordinate {m}
, !- Vertex 6 X-coordinate {m}
, !- Vertex 6 Y-coordinate {m}
, !- Vertex 6 Z-coordinate {m}
, !- Vertex 7 X-coordinate {m}
, !- Vertex 7 Y-coordinate {m}
, !- Vertex 7 Z-coordinate {m}
, !- Vertex 8 X-coordinate {m}
, !- Vertex 8 Y-coordinate {m}
, !- Vertex 8 Z-coordinate {m}
, !- Vertex 9 X-coordinate {m}
, !- Vertex 9 Y-coordinate {m}
, !- Vertex 9 Z-coordinate {m}
, !- Vertex 10 X-coordinate {m}
, !- Vertex 10 Y-coordinate {m}
, !- Vertex 10 Z-coordinate {m}
, !- Vertex 11 X-coordinate {m}
, !- Vertex 11 Y-coordinate {m}
, !- Vertex 11 Z-coordinate {m}
, !- Vertex 12 X-coordinate {m}
, !- Vertex 12 Y-coordinate {m}
, !- Vertex 12 Z-coordinate {m}
, !- Vertex 13 X-coordinate {m}
, !- Vertex 13 Y-coordinate {m}
, !- Vertex 13 Z-coordinate {m}
, !- Vertex 14 X-coordinate {m}
, !- Vertex 14 Y-coordinate {m}
, !- Vertex 14 Z-coordinate {m}
, !- Vertex 15 X-coordinate {m}
, !- Vertex 15 Y-coordinate {m}
, !- Vertex 15 Z-coordinate {m}
, !- Vertex 16 X-coordinate {m}
, !- Vertex 16 Y-coordinate {m}
, !- Vertex 16 Z-coordinate {m}
, !- Vertex 17 X-coordinate {m}
, !- Vertex 17 Y-coordinate {m}
, !- Vertex 17 Z-coordinate {m}
, !- Vertex 18 X-coordinate {m}
, !- Vertex 18 Y-coordinate {m}
, !- Vertex 18 Z-coordinate {m}
, !- Vertex 19 X-coordinate {m}
, !- Vertex 19 Y-coordinate {m}
, !- Vertex 19 Z-coordinate {m}
, !- Vertex 20 X-coordinate {m}
, !- Vertex 20 Y-coordinate {m}
; !- Vertex 20 Z-coordinate {m}
BuildingSurface:Detailed,
L1-125-PreparedFoods1_Srf_2, !- Name
Wall, !- Surface Type
Hole, !- Construction Name
L1-125-PreparedFoods1 Thermal Zone, !- Zone Name
Surface, !- Outside Boundary Condition
L1-101-SalesCirculation8_Srf_2, !- Outside Boundary Condition Object
NoSun, !- Sun Exposure
NoWind, !- Wind Exposure
, !- View Factor to Ground
4, !- Number of Vertices
76.291, !- Vertex 1 X-coordinate {m}
37.856, !- Vertex 1 Y-coordinate {m}
2.134, !- Vertex 1 Z-coordinate {m}
76.291, !- Vertex 2 X-coordinate {m}
37.856, !- Vertex 2 Y-coordinate {m}
0, !- Vertex 2 Z-coordinate {m}
76.291, !- Vertex 3 X-coordinate {m}
41.605, !- Vertex 3 Y-coordinate {m}
0, !- Vertex 3 Z-coordinate {m}
76.291, !- Vertex 4 X-coordinate {m}
41.605, !- Vertex 4 Y-coordinate {m}
2.134, !- Vertex 4 Z-coordinate {m}
, !- Vertex 5 X-coordinate {m}
, !- Vertex 5 Y-coordinate {m}
, !- Vertex 5 Z-coordinate {m}
, !- Vertex 6 X-coordinate {m}
, !- Vertex 6 Y-coordinate {m}
, !- Vertex 6 Z-coordinate {m}
, !- Vertex 7 X-coordinate {m}
, !- Vertex 7 Y-coordinate {m}
, !- Vertex 7 Z-coordinate {m}
, !- Vertex 8 X-coordinate {m}
, !- Vertex 8 Y-coordinate {m}
, !- Vertex 8 Z-coordinate {m}
, !- Vertex 9 X-coordinate {m}
, !- Vertex 9 Y-coordinate {m}
, !- Vertex 9 Z-coordinate {m}
, !- Vertex 10 X-coordinate {m}
, !- Vertex 10 Y-coordinate {m}
, !- Vertex 10 Z-coordinate {m}
, !- Vertex 11 X-coordinate {m}
, !- Vertex 11 Y-coordinate {m}
, !- Vertex 11 Z-coordinate {m}
, !- Vertex 12 X-coordinate {m}
, !- Vertex 12 Y-coordinate {m}
, !- Vertex 12 Z-coordinate {m}
, !- Vertex 13 X-coordinate {m}
, !- Vertex 13 Y-coordinate {m}
, !- Vertex 13 Z-coordinate {m}
, !- Vertex 14 X-coordinate {m}
, !- Vertex 14 Y-coordinate {m}
, !- Vertex 14 Z-coordinate {m}
, !- Vertex 15 X-coordinate {m}
, !- Vertex 15 Y-coordinate {m}
, !- Vertex 15 Z-coordinate {m}
, !- Vertex 16 X-coordinate {m}
, !- Vertex 16 Y-coordinate {m}
, !- Vertex 16 Z-coordinate {m}
, !- Vertex 17 X-coordinate {m}
, !- Vertex 17 Y-coordinate {m}
, !- Vertex 17 Z-coordinate {m}
, !- Vertex 18 X-coordinate {m}
, !- Vertex 18 Y-coordinate {m}
, !- Vertex 18 Z-coordinate {m}
, !- Vertex 19 X-coordinate {m}
, !- Vertex 19 Y-coordinate {m}
, !- Vertex 19 Z-coordinate {m}
, !- Vertex 20 X-coordinate {m}
, !- Vertex 20 Y-coordinate {m}
; !- Vertex 20 Z-coordinate {m}
BuildingSurface:Detailed,
L1-125-PreparedFoods1_Srf_3, !- Name
Wall, !- Surface Type
Hole, !- Construction Name
L1-125-PreparedFoods1 Thermal Zone, !- Zone Name
Surface, !- Outside Boundary Condition
L1-101-SalesCirculation5_Srf_14, !- Outside Boundary Condition Object
NoSun, !- Sun Exposure
NoWind, !- Wind Exposure
, !- View Factor to Ground
4, !- Number of Vertices
76.291, !- Vertex 1 X-coordinate {m}
41.605, !- Vertex 1 Y-coordinate {m}
2.134, !- Vertex 1 Z-coordinate {m}
76.291, !- Vertex 2 X-coordinate {m}
41.605, !- Vertex 2 Y-coordinate {m}
0, !- Vertex 2 Z-coordinate {m}
74.341, !- Vertex 3 X-coordinate {m}
41.605, !- Vertex 3 Y-coordinate {m}
0, !- Vertex 3 Z-coordinate {m}
74.341, !- Vertex 4 X-coordinate {m}
41.605, !- Vertex 4 Y-coordinate {m}
2.134, !- Vertex 4 Z-coordinate {m}
, !- Vertex 5 X-coordinate {m}
, !- Vertex 5 Y-coordinate {m}
, !- Vertex 5 Z-coordinate {m}
, !- Vertex 6 X-coordinate {m}
, !- Vertex 6 Y-coordinate {m}
, !- Vertex 6 Z-coordinate {m}
, !- Vertex 7 X-coordinate {m}
, !- Vertex 7 Y-coordinate {m}
, !- Vertex 7 Z-coordinate {m}
, !- Vertex 8 X-coordinate {m}
, !- Vertex 8 Y-coordinate {m}
, !- Vertex 8 Z-coordinate {m}
, !- Vertex 9 X-coordinate {m}
, !- Vertex 9 Y-coordinate {m}
, !- Vertex 9 Z-coordinate {m}
, !- Vertex 10 X-coordinate {m}
, !- Vertex 10 Y-coordinate {m}
, !- Vertex 10 Z-coordinate {m}
, !- Vertex 11 X-coordinate {m}
, !- Vertex 11 Y-coordinate {m}
, !- Vertex 11 Z-coordinate {m}
, !- Vertex 12 X-coordinate {m}
, !- Vertex 12 Y-coordinate {m}
, !- Vertex 12 Z-coordinate {m}
, !- Vertex 13 X-coordinate {m}
, !- Vertex 13 Y-coordinate {m}
, !- Vertex 13 Z-coordinate {m}
, !- Vertex 14 X-coordinate {m}
, !- Vertex 14 Y-coordinate {m}
, !- Vertex 14 Z-coordinate {m}
, !- Vertex 15 X-coordinate {m}
, !- Vertex 15 Y-coordinate {m}
, !- Vertex 15 Z-coordinate {m}
, !- Vertex 16 X-coordinate {m}
, !- Vertex 16 Y-coordinate {m}
, !- Vertex 16 Z-coordinate {m}
, !- Vertex 17 X-coordinate {m}
, !- Vertex 17 Y-coordinate {m}
, !- Vertex 17 Z-coordinate {m}
, !- Vertex 18 X-coordinate {m}
, !- Vertex 18 Y-coordinate {m}
, !- Vertex 18 Z-coordinate {m}
, !- Vertex 19 X-coordinate {m}
, !- Vertex 19 Y-coordinate {m}
, !- Vertex 19 Z-coordinate {m}
, !- Vertex 20 X-coordinate {m}
, !- Vertex 20 Y-coordinate {m}
; !- Vertex 20 Z-coordinate {m}
BuildingSurface:Detailed,
L1-125-PreparedFoods1_Srf_4, !- Name
Wall, !- Surface Type
Hole, !- Construction Name
L1-125-PreparedFoods1 Thermal Zone, !- Zone Name
Surface, !- Outside Boundary Condition
L1-124-SpecialtyService_Srf_6, !- Outside Boundary Condition Object
NoSun, !- Sun Exposure
NoWind, !- Wind Exposure
, !- View Factor to Ground
4, !- Number of Vertices
74.341, !- Vertex 1 X-coordinate {m}
41.605, !- Vertex 1 Y-coordinate {m}
2.134, !- Vertex 1 Z-coordinate {m}
74.341, !- Vertex 2 X-coordinate {m}
41.605, !- Vertex 2 Y-coordinate {m}
0, !- Vertex 2 Z-coordinate {m}
69.769, !- Vertex 3 X-coordinate {m}
41.605, !- Vertex 3 Y-coordinate {m}
0, !- Vertex 3 Z-coordinate {m}
69.769, !- Vertex 4 X-coordinate {m}
41.605, !- Vertex 4 Y-coordinate {m}
2.134, !- Vertex 4 Z-coordinate {m}
, !- Vertex 5 X-coordinate {m}
, !- Vertex 5 Y-coordinate {m}
, !- Vertex 5 Z-coordinate {m}
, !- Vertex 6 X-coordinate {m}
, !- Vertex 6 Y-coordinate {m}
, !- Vertex 6 Z-coordinate {m}
, !- Vertex 7 X-coordinate {m}
, !- Vertex 7 Y-coordinate {m}
, !- Vertex 7 Z-coordinate {m}
, !- Vertex 8 X-coordinate {m}
, !- Vertex 8 Y-coordinate {m}
, !- Vertex 8 Z-coordinate {m}
, !- Vertex 9 X-coordinate {m}
, !- Vertex 9 Y-coordinate {m}
, !- Vertex 9 Z-coordinate {m}
, !- Vertex 10 X-coordinate {m}
, !- Vertex 10 Y-coordinate {m}
, !- Vertex 10 Z-coordinate {m}
, !- Vertex 11 X-coordinate {m}
, !- Vertex 11 Y-coordinate {m}
, !- Vertex 11 Z-coordinate {m}
, !- Vertex 12 X-coordinate {m}
, !- Vertex 12 Y-coordinate {m}
, !- Vertex 12 Z-coordinate {m}
, !- Vertex 13 X-coordinate {m}
, !- Vertex 13 Y-coordinate {m}
, !- Vertex 13 Z-coordinate {m}
, !- Vertex 14 X-coordinate {m}
, !- Vertex 14 Y-coordinate {m}
, !- Vertex 14 Z-coordinate {m}
, !- Vertex 15 X-coordinate {m}
, !- Vertex 15 Y-coordinate {m}
, !- Vertex 15 Z-coordinate {m}
, !- Vertex 16 X-coordinate {m}
, !- Vertex 16 Y-coordinate {m}
, !- Vertex 16 Z-coordinate {m}
, !- Vertex 17 X-coordinate {m}
, !- Vertex 17 Y-coordinate {m}
, !- Vertex 17 Z-coordinate {m}
, !- Vertex 18 X-coordinate {m}
, !- Vertex 18 Y-coordinate {m}
, !- Vertex 18 Z-coordinate {m}
, !- Vertex 19 X-coordinate {m}
, !- Vertex 19 Y-coordinate {m}
, !- Vertex 19 Z-coordinate {m}
, !- Vertex 20 X-coordinate {m}
, !- Vertex 20 Y-coordinate {m}
; !- Vertex 20 Z-coordinate {m}
BuildingSurface:Detailed,
L1-125-PreparedFoods1_Srf_5, !- Name
Wall, !- Surface Type
Hole, !- Construction Name
L1-125-PreparedFoods1 Thermal Zone, !- Zone Name
Surface, !- Outside Boundary Condition
L1-101-SalesCirculation6_Srf_1, !- Outside Boundary Condition Object
NoSun, !- Sun Exposure
NoWind, !- Wind Exposure
, !- View Factor to Ground
4, !- Number of Vertices
69.769, !- Vertex 1 X-coordinate {m}
41.605, !- Vertex 1 Y-coordinate {m}
2.134, !- Vertex 1 Z-coordinate {m}
69.769, !- Vertex 2 X-coordinate {m}
41.605, !- Vertex 2 Y-coordinate {m}
0, !- Vertex 2 Z-coordinate {m}
69.129, !- Vertex 3 X-coordinate {m}
41.605, !- Vertex 3 Y-coordinate {m}
0, !- Vertex 3 Z-coordinate {m}
69.129, !- Vertex 4 X-coordinate {m}
41.605, !- Vertex 4 Y-coordinate {m}
2.134, !- Vertex 4 Z-coordinate {m}
, !- Vertex 5 X-coordinate {m}
, !- Vertex 5 Y-coordinate {m}
, !- Vertex 5 Z-coordinate {m}
, !- Vertex 6 X-coordinate {m}
, !- Vertex 6 Y-coordinate {m}
, !- Vertex 6 Z-coordinate {m}
, !- Vertex 7 X-coordinate {m}
, !- Vertex 7 Y-coordinate {m}
, !- Vertex 7 Z-coordinate {m}
, !- Vertex 8 X-coordinate {m}
, !- Vertex 8 Y-coordinate {m}
, !- Vertex 8 Z-coordinate {m}
, !- Vertex 9 X-coordinate {m}
, !- Vertex 9 Y-coordinate {m}
, !- Vertex 9 Z-coordinate {m}
, !- Vertex 10 X-coordinate {m}
, !- Vertex 10 Y-coordinate {m}
, !- Vertex 10 Z-coordinate {m}
, !- Vertex 11 X-coordinate {m}
, !- Vertex 11 Y-coordinate {m}
, !- Vertex 11 Z-coordinate {m}
, !- Vertex 12 X-coordinate {m}
, !- Vertex 12 Y-coordinate {m}
, !- Vertex 12 Z-coordinate {m}
, !- Vertex 13 X-coordinate {m}
, !- Vertex 13 Y-coordinate {m}
, !- Vertex 13 Z-coordinate {m}
, !- Vertex 14 X-coordinate {m}
, !- Vertex 14 Y-coordinate {m}
, !- Vertex 14 Z-coordinate {m}
, !- Vertex 15 X-coordinate {m}
, !- Vertex 15 Y-coordinate {m}
, !- Vertex 15 Z-coordinate {m}
, !- Vertex 16 X-coordinate {m}
, !- Vertex 16 Y-coordinate {m}
, !- Vertex 16 Z-coordinate {m}
, !- Vertex 17 X-coordinate {m}
, !- Vertex 17 Y-coordinate {m}
, !- Vertex 17 Z-coordinate {m}
, !- Vertex 18 X-coordinate {m}
, !- Vertex 18 Y-coordinate {m}
, !- Vertex 18 Z-coordinate {m}
, !- Vertex 19 X-coordinate {m}
, !- Vertex 19 Y-coordinate {m}
, !- Vertex 19 Z-coordinate {m}
, !- Vertex 20 X-coordinate {m}
, !- Vertex 20 Y-coordinate {m}
; !- Vertex 20 Z-coordinate {m}
BuildingSurface:Detailed,
L1-125-PreparedFoods1_Srf_6, !- Name
Wall, !- Surface Type
Hole, !- Construction Name
L1-125-PreparedFoods1 Thermal Zone, !- Zone Name
Surface, !- Outside Boundary Condition
L1-101-SalesCirculation7_Srf_1, !- Outside Boundary Condition Object
NoSun, !- Sun Exposure
NoWind, !- Wind Exposure
, !- View Factor to Ground
4, !- Number of Vertices
69.129, !- Vertex 1 X-coordinate {m}
41.605, !- Vertex 1 Y-coordinate {m}
2.134, !- Vertex 1 Z-coordinate {m}
69.129, !- Vertex 2 X-coordinate {m}
41.605, !- Vertex 2 Y-coordinate {m}
0, !- Vertex 2 Z-coordinate {m}
69.129, !- Vertex 3 X-coordinate {m}
37.856, !- Vertex 3 Y-coordinate {m}
0, !- Vertex 3 Z-coordinate {m}
69.129, !- Vertex 4 X-coordinate {m}
37.856, !- Vertex 4 Y-coordinate {m}
2.134, !- Vertex 4 Z-coordinate {m}
, !- Vertex 5 X-coordinate {m}
, !- Vertex 5 Y-coordinate {m}
, !- Vertex 5 Z-coordinate {m}
, !- Vertex 6 X-coordinate {m}
, !- Vertex 6 Y-coordinate {m}
, !- Vertex 6 Z-coordinate {m}
, !- Vertex 7 X-coordinate {m}
, !- Vertex 7 Y-coordinate {m}
, !- Vertex 7 Z-coordinate {m}
, !- Vertex 8 X-coordinate {m}
, !- Vertex 8 Y-coordinate {m}
, !- Vertex 8 Z-coordinate {m}
, !- Vertex 9 X-coordinate {m}
, !- Vertex 9 Y-coordinate {m}
, !- Vertex 9 Z-coordinate {m}
, !- Vertex 10 X-coordinate {m}
, !- Vertex 10 Y-coordinate {m}
, !- Vertex 10 Z-coordinate {m}
, !- Vertex 11 X-coordinate {m}
, !- Vertex 11 Y-coordinate {m}
, !- Vertex 11 Z-coordinate {m}
, !- Vertex 12 X-coordinate {m}
, !- Vertex 12 Y-coordinate {m}
, !- Vertex 12 Z-coordinate {m}
, !- Vertex 13 X-coordinate {m}
, !- Vertex 13 Y-coordinate {m}
, !- Vertex 13 Z-coordinate {m}
, !- Vertex 14 X-coordinate {m}
, !- Vertex 14 Y-coordinate {m}
, !- Vertex 14 Z-coordinate {m}
, !- Vertex 15 X-coordinate {m}
, !- Vertex 15 Y-coordinate {m}
, !- Vertex 15 Z-coordinate {m}
, !- Vertex 16 X-coordinate {m}
, !- Vertex 16 Y-coordinate {m}
, !- Vertex 16 Z-coordinate {m}
, !- Vertex 17 X-coordinate {m}
, !- Vertex 17 Y-coordinate {m}
, !- Vertex 17 Z-coordinate {m}
, !- Vertex 18 X-coordinate {m}
, !- Vertex 18 Y-coordinate {m}
, !- Vertex 18 Z-coordinate {m}
, !- Vertex 19 X-coordinate {m}
, !- Vertex 19 Y-coordinate {m}
, !- Vertex 19 Z-coordinate {m}
, !- Vertex 20 X-coordinate {m}
, !- Vertex 20 Y-coordinate {m}
; !- Vertex 20 Z-coordinate {m}
BuildingSurface:Detailed,
L1-125-PreparedFoods1_Srf_7, !- Name
Roof, !- Surface Type
Roof_BOH, !- Construction Name
L1-125-PreparedFoods1 Thermal Zone, !- Zone Name
Outdoors, !- Outside Boundary Condition
, !- Outside Boundary Condition Object
SunExposed, !- Sun Exposure
WindExposed, !- Wind Exposure
, !- View Factor to Ground
4, !- Number of Vertices
69.129, !- Vertex 1 X-coordinate {m}
41.605, !- Vertex 1 Y-coordinate {m}
2.134, !- Vertex 1 Z-coordinate {m}
69.129, !- Vertex 2 X-coordinate {m}
37.856, !- Vertex 2 Y-coordinate {m}
2.134, !- Vertex 2 Z-coordinate {m}
76.291, !- Vertex 3 X-coordinate {m}
37.856, !- Vertex 3 Y-coordinate {m}
2.134, !- Vertex 3 Z-coordinate {m}
76.291, !- Vertex 4 X-coordinate {m}
41.605, !- Vertex 4 Y-coordinate {m}
2.134, !- Vertex 4 Z-coordinate {m}
, !- Vertex 5 X-coordinate {m}
, !- Vertex 5 Y-coordinate {m}
, !- Vertex 5 Z-coordinate {m}
, !- Vertex 6 X-coordinate {m}
, !- Vertex 6 Y-coordinate {m}
, !- Vertex 6 Z-coordinate {m}
, !- Vertex 7 X-coordinate {m}
, !- Vertex 7 Y-coordinate {m}
, !- Vertex 7 Z-coordinate {m}
, !- Vertex 8 X-coordinate {m}
, !- Vertex 8 Y-coordinate {m}
, !- Vertex 8 Z-coordinate {m}
, !- Vertex 9 X-coordinate {m}
, !- Vertex 9 Y-coordinate {m}
, !- Vertex 9 Z-coordinate {m}
, !- Vertex 10 X-coordinate {m}
, !- Vertex 10 Y-coordinate {m}
, !- Vertex 10 Z-coordinate {m}
, !- Vertex 11 X-coordinate {m}
, !- Vertex 11 Y-coordinate {m}
, !- Vertex 11 Z-coordinate {m}
, !- Vertex 12 X-coordinate {m}
, !- Vertex 12 Y-coordinate {m}
, !- Vertex 12 Z-coordinate {m}
, !- Vertex 13 X-coordinate {m}
, !- Vertex 13 Y-coordinate {m}
, !- Vertex 13 Z-coordinate {m}
, !- Vertex 14 X-coordinate {m}
, !- Vertex 14 Y-coordinate {m}
, !- Vertex 14 Z-coordinate {m}
, !- Vertex 15 X-coordinate {m}
, !- Vertex 15 Y-coordinate {m}
, !- Vertex 15 Z-coordinate {m}
, !- Vertex 16 X-coordinate {m}
, !- Vertex 16 Y-coordinate {m}
, !- Vertex 16 Z-coordinate {m}
, !- Vertex 17 X-coordinate {m}
, !- Vertex 17 Y-coordinate {m}
, !- Vertex 17 Z-coordinate {m}
, !- Vertex 18 X-coordinate {m}
, !- Vertex 18 Y-coordinate {m}
, !- Vertex 18 Z-coordinate {m}
, !- Vertex 19 X-coordinate {m}
, !- Vertex 19 Y-coordinate {m}
, !- Vertex 19 Z-coordinate {m}
, !- Vertex 20 X-coordinate {m}
, !- Vertex 20 Y-coordinate {m}
; !- Vertex 20 Z-coordinate {m}
BuildingSurface:Detailed,
L1-125-PreparedFoods2_Srf_0, !- Name
Floor, !- Surface Type
Hole, !- Construction Name
L1-125-PreparedFoods2 Thermal Zone, !- Zone Name
ground, !- Outside Boundary Condition
, !- Outside Boundary Condition Object
NoSun, !- Sun Exposure
NoWind, !- Wind Exposure
, !- View Factor to Ground
4, !- Number of Vertices
76.291, !- Vertex 1 X-coordinate {m}
37.856, !- Vertex 1 Y-coordinate {m}
0, !- Vertex 1 Z-coordinate {m}
76.291, !- Vertex 2 X-coordinate {m}
34.245, !- Vertex 2 Y-coordinate {m}
0, !- Vertex 2 Z-coordinate {m}
69.129, !- Vertex 3 X-coordinate {m}
34.245, !- Vertex 3 Y-coordinate {m}
0, !- Vertex 3 Z-coordinate {m}
69.129, !- Vertex 4 X-coordinate {m}
37.856, !- Vertex 4 Y-coordinate {m}
0, !- Vertex 4 Z-coordinate {m}
, !- Vertex 5 X-coordinate {m}
, !- Vertex 5 Y-coordinate {m}
, !- Vertex 5 Z-coordinate {m}
, !- Vertex 6 X-coordinate {m}
, !- Vertex 6 Y-coordinate {m}
, !- Vertex 6 Z-coordinate {m}
, !- Vertex 7 X-coordinate {m}
, !- Vertex 7 Y-coordinate {m}
, !- Vertex 7 Z-coordinate {m}
, !- Vertex 8 X-coordinate {m}
, !- Vertex 8 Y-coordinate {m}
, !- Vertex 8 Z-coordinate {m}
, !- Vertex 9 X-coordinate {m}
, !- Vertex 9 Y-coordinate {m}
, !- Vertex 9 Z-coordinate {m}
, !- Vertex 10 X-coordinate {m}
, !- Vertex 10 Y-coordinate {m}
, !- Vertex 10 Z-coordinate {m}
, !- Vertex 11 X-coordinate {m}
, !- Vertex 11 Y-coordinate {m}
, !- Vertex 11 Z-coordinate {m}
, !- Vertex 12 X-coordinate {m}
, !- Vertex 12 Y-coordinate {m}
, !- Vertex 12 Z-coordinate {m}
, !- Vertex 13 X-coordinate {m}
, !- Vertex 13 Y-coordinate {m}
, !- Vertex 13 Z-coordinate {m}
, !- Vertex 14 X-coordinate {m}
, !- Vertex 14 Y-coordinate {m}
, !- Vertex 14 Z-coordinate {m}
, !- Vertex 15 X-coordinate {m}
, !- Vertex 15 Y-coordinate {m}
, !- Vertex 15 Z-coordinate {m}
, !- Vertex 16 X-coordinate {m}
, !- Vertex 16 Y-coordinate {m}
, !- Vertex 16 Z-coordinate {m}
, !- Vertex 17 X-coordinate {m}
, !- Vertex 17 Y-coordinate {m}
, !- Vertex 17 Z-coordinate {m}
, !- Vertex 18 X-coordinate {m}
, !- Vertex 18 Y-coordinate {m}
, !- Vertex 18 Z-coordinate {m}
, !- Vertex 19 X-coordinate {m}
, !- Vertex 19 Y-coordinate {m}
, !- Vertex 19 Z-coordinate {m}
, !- Vertex 20 X-coordinate {m}
, !- Vertex 20 Y-coordinate {m}
; !- Vertex 20 Z-coordinate {m}
BuildingSurface:Detailed,
L1-125-PreparedFoods2_Srf_1, !- Name
Wall, !- Surface Type
Hole, !- Construction Name
L1-125-PreparedFoods2 Thermal Zone, !- Zone Name
Surface, !- Outside Boundary Condition
L1-101-SalesCirculation7_Srf_10, !- Outside Boundary Condition Object
NoSun, !- Sun Exposure
NoWind, !- Wind Exposure
, !- View Factor to Ground
4, !- Number of Vertices
69.129, !- Vertex 1 X-coordinate {m}
37.856, !- Vertex 1 Y-coordinate {m}
2.134, !- Vertex 1 Z-coordinate {m}
69.129, !- Vertex 2 X-coordinate {m}
37.856, !- Vertex 2 Y-coordinate {m}
0, !- Vertex 2 Z-coordinate {m}
69.129, !- Vertex 3 X-coordinate {m}
34.245, !- Vertex 3 Y-coordinate {m}
0, !- Vertex 3 Z-coordinate {m}
69.129, !- Vertex 4 X-coordinate {m}
34.245, !- Vertex 4 Y-coordinate {m}
2.134, !- Vertex 4 Z-coordinate {m}
, !- Vertex 5 X-coordinate {m}
, !- Vertex 5 Y-coordinate {m}
, !- Vertex 5 Z-coordinate {m}
, !- Vertex 6 X-coordinate {m}
, !- Vertex 6 Y-coordinate {m}
, !- Vertex 6 Z-coordinate {m}
, !- Vertex 7 X-coordinate {m}
, !- Vertex 7 Y-coordinate {m}
, !- Vertex 7 Z-coordinate {m}
, !- Vertex 8 X-coordinate {m}
, !- Vertex 8 Y-coordinate {m}
, !- Vertex 8 Z-coordinate {m}
, !- Vertex 9 X-coordinate {m}
, !- Vertex 9 Y-coordinate {m}
, !- Vertex 9 Z-coordinate {m}
, !- Vertex 10 X-coordinate {m}
, !- Vertex 10 Y-coordinate {m}
, !- Vertex 10 Z-coordinate {m}
, !- Vertex 11 X-coordinate {m}
, !- Vertex 11 Y-coordinate {m}
, !- Vertex 11 Z-coordinate {m}
, !- Vertex 12 X-coordinate {m}
, !- Vertex 12 Y-coordinate {m}
, !- Vertex 12 Z-coordinate {m}
, !- Vertex 13 X-coordinate {m}
, !- Vertex 13 Y-coordinate {m}
, !- Vertex 13 Z-coordinate {m}
, !- Vertex 14 X-coordinate {m}
, !- Vertex 14 Y-coordinate {m}
, !- Vertex 14 Z-coordinate {m}
, !- Vertex 15 X-coordinate {m}
, !- Vertex 15 Y-coordinate {m}
, !- Vertex 15 Z-coordinate {m}
, !- Vertex 16 X-coordinate {m}
, !- Vertex 16 Y-coordinate {m}
, !- Vertex 16 Z-coordinate {m}
, !- Vertex 17 X-coordinate {m}
, !- Vertex 17 Y-coordinate {m}
, !- Vertex 17 Z-coordinate {m}
, !- Vertex 18 X-coordinate {m}
, !- Vertex 18 Y-coordinate {m}
, !- Vertex 18 Z-coordinate {m}
, !- Vertex 19 X-coordinate {m}
, !- Vertex 19 Y-coordinate {m}
, !- Vertex 19 Z-coordinate {m}
, !- Vertex 20 X-coordinate {m}
, !- Vertex 20 Y-coordinate {m}
; !- Vertex 20 Z-coordinate {m}
BuildingSurface:Detailed,
L1-125-PreparedFoods2_Srf_2, !- Name
Wall, !- Surface Type
Hole, !- Construction Name
L1-125-PreparedFoods2 Thermal Zone, !- Zone Name
Surface, !- Outside Boundary Condition
L1-101-SalesCirculation9_Srf_2, !- Outside Boundary Condition Object
NoSun, !- Sun Exposure
NoWind, !- Wind Exposure
, !- View Factor to Ground
4, !- Number of Vertices
69.129, !- Vertex 1 X-coordinate {m}
34.245, !- Vertex 1 Y-coordinate {m}
2.134, !- Vertex 1 Z-coordinate {m}
69.129, !- Vertex 2 X-coordinate {m}
34.245, !- Vertex 2 Y-coordinate {m}
0, !- Vertex 2 Z-coordinate {m}
76.291, !- Vertex 3 X-coordinate {m}
34.245, !- Vertex 3 Y-coordinate {m}
0, !- Vertex 3 Z-coordinate {m}
76.291, !- Vertex 4 X-coordinate {m}
34.245, !- Vertex 4 Y-coordinate {m}
2.134, !- Vertex 4 Z-coordinate {m}
, !- Vertex 5 X-coordinate {m}
, !- Vertex 5 Y-coordinate {m}
, !- Vertex 5 Z-coordinate {m}
, !- Vertex 6 X-coordinate {m}
, !- Vertex 6 Y-coordinate {m}
, !- Vertex 6 Z-coordinate {m}
, !- Vertex 7 X-coordinate {m}
, !- Vertex 7 Y-coordinate {m}
, !- Vertex 7 Z-coordinate {m}
, !- Vertex 8 X-coordinate {m}
, !- Vertex 8 Y-coordinate {m}
, !- Vertex 8 Z-coordinate {m}
, !- Vertex 9 X-coordinate {m}
, !- Vertex 9 Y-coordinate {m}
, !- Vertex 9 Z-coordinate {m}
, !- Vertex 10 X-coordinate {m}
, !- Vertex 10 Y-coordinate {m}
, !- Vertex 10 Z-coordinate {m}
, !- Vertex 11 X-coordinate {m}
, !- Vertex 11 Y-coordinate {m}
, !- Vertex 11 Z-coordinate {m}
, !- Vertex 12 X-coordinate {m}
, !- Vertex 12 Y-coordinate {m}
, !- Vertex 12 Z-coordinate {m}
, !- Vertex 13 X-coordinate {m}
, !- Vertex 13 Y-coordinate {m}
, !- Vertex 13 Z-coordinate {m}
, !- Vertex 14 X-coordinate {m}
, !- Vertex 14 Y-coordinate {m}
, !- Vertex 14 Z-coordinate {m}
, !- Vertex 15 X-coordinate {m}
, !- Vertex 15 Y-coordinate {m}
, !- Vertex 15 Z-coordinate {m}
, !- Vertex 16 X-coordinate {m}
, !- Vertex 16 Y-coordinate {m}
, !- Vertex 16 Z-coordinate {m}
, !- Vertex 17 X-coordinate {m}
, !- Vertex 17 Y-coordinate {m}
, !- Vertex 17 Z-coordinate {m}
, !- Vertex 18 X-coordinate {m}
, !- Vertex 18 Y-coordinate {m}
, !- Vertex 18 Z-coordinate {m}
, !- Vertex 19 X-coordinate {m}
, !- Vertex 19 Y-coordinate {m}
, !- Vertex 19 Z-coordinate {m}
, !- Vertex 20 X-coordinate {m}
, !- Vertex 20 Y-coordinate {m}
; !- Vertex 20 Z-coordinate {m}
BuildingSurface:Detailed,
L1-125-PreparedFoods2_Srf_3, !- Name
Wall, !- Surface Type
Hole, !- Construction Name
L1-125-PreparedFoods2 Thermal Zone, !- Zone Name
Surface, !- Outside Boundary Condition
L1-101-SalesCirculation8_Srf_3, !- Outside Boundary Condition Object
NoSun, !- Sun Exposure
NoWind, !- Wind Exposure
, !- View Factor to Ground
4, !- Number of Vertices
76.291, !- Vertex 1 X-coordinate {m}
34.245, !- Vertex 1 Y-coordinate {m}
2.134, !- Vertex 1 Z-coordinate {m}
76.291, !- Vertex 2 X-coordinate {m}
34.245, !- Vertex 2 Y-coordinate {m}
0, !- Vertex 2 Z-coordinate {m}
76.291, !- Vertex 3 X-coordinate {m}
37.856, !- Vertex 3 Y-coordinate {m}
0, !- Vertex 3 Z-coordinate {m}
76.291, !- Vertex 4 X-coordinate {m}
37.856, !- Vertex 4 Y-coordinate {m}
2.134, !- Vertex 4 Z-coordinate {m}
, !- Vertex 5 X-coordinate {m}
, !- Vertex 5 Y-coordinate {m}
, !- Vertex 5 Z-coordinate {m}
, !- Vertex 6 X-coordinate {m}
, !- Vertex 6 Y-coordinate {m}
, !- Vertex 6 Z-coordinate {m}
, !- Vertex 7 X-coordinate {m}
, !- Vertex 7 Y-coordinate {m}
, !- Vertex 7 Z-coordinate {m}
, !- Vertex 8 X-coordinate {m}
, !- Vertex 8 Y-coordinate {m}
, !- Vertex 8 Z-coordinate {m}
, !- Vertex 9 X-coordinate {m}
, !- Vertex 9 Y-coordinate {m}
, !- Vertex 9 Z-coordinate {m}
, !- Vertex 10 X-coordinate {m}
, !- Vertex 10 Y-coordinate {m}
, !- Vertex 10 Z-coordinate {m}
, !- Vertex 11 X-coordinate {m}
, !- Vertex 11 Y-coordinate {m}
, !- Vertex 11 Z-coordinate {m}
, !- Vertex 12 X-coordinate {m}
, !- Vertex 12 Y-coordinate {m}
, !- Vertex 12 Z-coordinate {m}
, !- Vertex 13 X-coordinate {m}
, !- Vertex 13 Y-coordinate {m}
, !- Vertex 13 Z-coordinate {m}
, !- Vertex 14 X-coordinate {m}
, !- Vertex 14 Y-coordinate {m}
, !- Vertex 14 Z-coordinate {m}
, !- Vertex 15 X-coordinate {m}
, !- Vertex 15 Y-coordinate {m}
, !- Vertex 15 Z-coordinate {m}
, !- Vertex 16 X-coordinate {m}
, !- Vertex 16 Y-coordinate {m}
, !- Vertex 16 Z-coordinate {m}
, !- Vertex 17 X-coordinate {m}
, !- Vertex 17 Y-coordinate {m}
, !- Vertex 17 Z-coordinate {m}
, !- Vertex 18 X-coordinate {m}
, !- Vertex 18 Y-coordinate {m}
, !- Vertex 18 Z-coordinate {m}
, !- Vertex 19 X-coordinate {m}
, !- Vertex 19 Y-coordinate {m}
, !- Vertex 19 Z-coordinate {m}
, !- Vertex 20 X-coordinate {m}
, !- Vertex 20 Y-coordinate {m}
; !- Vertex 20 Z-coordinate {m}
BuildingSurface:Detailed,
L1-125-PreparedFoods2_Srf_4, !- Name
Wall, !- Surface Type
Hole, !- Construction Name
L1-125-PreparedFoods2 Thermal Zone, !- Zone Name
Surface, !- Outside Boundary Condition
L1-125-PreparedFoods1_Srf_1, !- Outside Boundary Condition Object
NoSun, !- Sun Exposure
NoWind, !- Wind Exposure
, !- View Factor to Ground
4, !- Number of Vertices
76.291, !- Vertex 1 X-coordinate {m}
37.856, !- Vertex 1 Y-coordinate {m}
2.134, !- Vertex 1 Z-coordinate {m}
76.291, !- Vertex 2 X-coordinate {m}
37.856, !- Vertex 2 Y-coordinate {m}
0, !- Vertex 2 Z-coordinate {m}
69.129, !- Vertex 3 X-coordinate {m}
37.856, !- Vertex 3 Y-coordinate {m}
0, !- Vertex 3 Z-coordinate {m}
69.129, !- Vertex 4 X-coordinate {m}
37.856, !- Vertex 4 Y-coordinate {m}
2.134, !- Vertex 4 Z-coordinate {m}
, !- Vertex 5 X-coordinate {m}
, !- Vertex 5 Y-coordinate {m}
, !- Vertex 5 Z-coordinate {m}
, !- Vertex 6 X-coordinate {m}
, !- Vertex 6 Y-coordinate {m}
, !- Vertex 6 Z-coordinate {m}
, !- Vertex 7 X-coordinate {m}
, !- Vertex 7 Y-coordinate {m}
, !- Vertex 7 Z-coordinate {m}
, !- Vertex 8 X-coordinate {m}
, !- Vertex 8 Y-coordinate {m}
, !- Vertex 8 Z-coordinate {m}
, !- Vertex 9 X-coordinate {m}
, !- Vertex 9 Y-coordinate {m}
, !- Vertex 9 Z-coordinate {m}
, !- Vertex 10 X-coordinate {m}
, !- Vertex 10 Y-coordinate {m}
, !- Vertex 10 Z-coordinate {m}
, !- Vertex 11 X-coordinate {m}
, !- Vertex 11 Y-coordinate {m}
, !- Vertex 11 Z-coordinate {m}
, !- Vertex 12 X-coordinate {m}
, !- Vertex 12 Y-coordinate {m}
, !- Vertex 12 Z-coordinate {m}
, !- Vertex 13 X-coordinate {m}
, !- Vertex 13 Y-coordinate {m}
, !- Vertex 13 Z-coordinate {m}
, !- Vertex 14 X-coordinate {m}
, !- Vertex 14 Y-coordinate {m}
, !- Vertex 14 Z-coordinate {m}
, !- Vertex 15 X-coordinate {m}
, !- Vertex 15 Y-coordinate {m}
, !- Vertex 15 Z-coordinate {m}
, !- Vertex 16 X-coordinate {m}
, !- Vertex 16 Y-coordinate {m}
, !- Vertex 16 Z-coordinate {m}
, !- Vertex 17 X-coordinate {m}
, !- Vertex 17 Y-coordinate {m}
, !- Vertex 17 Z-coordinate {m}
, !- Vertex 18 X-coordinate {m}
, !- Vertex 18 Y-coordinate {m}
, !- Vertex 18 Z-coordinate {m}
, !- Vertex 19 X-coordinate {m}
, !- Vertex 19 Y-coordinate {m}
, !- Vertex 19 Z-coordinate {m}
, !- Vertex 20 X-coordinate {m}
, !- Vertex 20 Y-coordinate {m}
; !- Vertex 20 Z-coordinate {m}
BuildingSurface:Detailed,
L1-125-PreparedFoods2_Srf_5, !- Name
Roof, !- Surface Type
Roof_BOH, !- Construction Name
L1-125-PreparedFoods2 Thermal Zone, !- Zone Name
Outdoors, !- Outside Boundary Condition
, !- Outside Boundary Condition Object
SunExposed, !- Sun Exposure
WindExposed, !- Wind Exposure
, !- View Factor to Ground
4, !- Number of Vertices
69.129, !- Vertex 1 X-coordinate {m}
37.856, !- Vertex 1 Y-coordinate {m}
2.134, !- Vertex 1 Z-coordinate {m}
69.129, !- Vertex 2 X-coordinate {m}
34.245, !- Vertex 2 Y-coordinate {m}
2.134, !- Vertex 2 Z-coordinate {m}
76.291, !- Vertex 3 X-coordinate {m}
34.245, !- Vertex 3 Y-coordinate {m}
2.134, !- Vertex 3 Z-coordinate {m}
76.291, !- Vertex 4 X-coordinate {m}
37.856, !- Vertex 4 Y-coordinate {m}
2.134, !- Vertex 4 Z-coordinate {m}
, !- Vertex 5 X-coordinate {m}
, !- Vertex 5 Y-coordinate {m}
, !- Vertex 5 Z-coordinate {m}
, !- Vertex 6 X-coordinate {m}
, !- Vertex 6 Y-coordinate {m}
, !- Vertex 6 Z-coordinate {m}
, !- Vertex 7 X-coordinate {m}
, !- Vertex 7 Y-coordinate {m}
, !- Vertex 7 Z-coordinate {m}
, !- Vertex 8 X-coordinate {m}
, !- Vertex 8 Y-coordinate {m}
, !- Vertex 8 Z-coordinate {m}
, !- Vertex 9 X-coordinate {m}
, !- Vertex 9 Y-coordinate {m}
, !- Vertex 9 Z-coordinate {m}
, !- Vertex 10 X-coordinate {m}
, !- Vertex 10 Y-coordinate {m}
, !- Vertex 10 Z-coordinate {m}
, !- Vertex 11 X-coordinate {m}
, !- Vertex 11 Y-coordinate {m}
, !- Vertex 11 Z-coordinate {m}
, !- Vertex 12 X-coordinate {m}
, !- Vertex 12 Y-coordinate {m}
, !- Vertex 12 Z-coordinate {m}
, !- Vertex 13 X-coordinate {m}
, !- Vertex 13 Y-coordinate {m}
, !- Vertex 13 Z-coordinate {m}
, !- Vertex 14 X-coordinate {m}
, !- Vertex 14 Y-coordinate {m}
, !- Vertex 14 Z-coordinate {m}
, !- Vertex 15 X-coordinate {m}
, !- Vertex 15 Y-coordinate {m}
, !- Vertex 15 Z-coordinate {m}
, !- Vertex 16 X-coordinate {m}
, !- Vertex 16 Y-coordinate {m}
, !- Vertex 16 Z-coordinate {m}
, !- Vertex 17 X-coordinate {m}
, !- Vertex 17 Y-coordinate {m}
, !- Vertex 17 Z-coordinate {m}
, !- Vertex 18 X-coordinate {m}
, !- Vertex 18 Y-coordinate {m}
, !- Vertex 18 Z-coordinate {m}
, !- Vertex 19 X-coordinate {m}
, !- Vertex 19 Y-coordinate {m}
, !- Vertex 19 Z-coordinate {m}
, !- Vertex 20 X-coordinate {m}
, !- Vertex 20 Y-coordinate {m}
; !- Vertex 20 Z-coordinate {m}
BuildingSurface:Detailed,
L1-126-BakeryService_Srf_0, !- Name
Floor, !- Surface Type
Hole, !- Construction Name
L1-126-BakeryService Thermal Zone, !- Zone Name
ground, !- Outside Boundary Condition
, !- Outside Boundary Condition Object
NoSun, !- Sun Exposure
NoWind, !- Wind Exposure
, !- View Factor to Ground
4, !- Number of Vertices
79.675, !- Vertex 1 X-coordinate {m}
29.209, !- Vertex 1 Y-coordinate {m}
0, !- Vertex 1 Z-coordinate {m}
79.675, !- Vertex 2 X-coordinate {m}
25.878, !- Vertex 2 Y-coordinate {m}
0, !- Vertex 2 Z-coordinate {m}
74.227, !- Vertex 3 X-coordinate {m}
25.878, !- Vertex 3 Y-coordinate {m}
0, !- Vertex 3 Z-coordinate {m}
74.227, !- Vertex 4 X-coordinate {m}
29.209, !- Vertex 4 Y-coordinate {m}
0, !- Vertex 4 Z-coordinate {m}
, !- Vertex 5 X-coordinate {m}
, !- Vertex 5 Y-coordinate {m}
, !- Vertex 5 Z-coordinate {m}
, !- Vertex 6 X-coordinate {m}
, !- Vertex 6 Y-coordinate {m}
, !- Vertex 6 Z-coordinate {m}
, !- Vertex 7 X-coordinate {m}
, !- Vertex 7 Y-coordinate {m}
, !- Vertex 7 Z-coordinate {m}
, !- Vertex 8 X-coordinate {m}
, !- Vertex 8 Y-coordinate {m}
, !- Vertex 8 Z-coordinate {m}
, !- Vertex 9 X-coordinate {m}
, !- Vertex 9 Y-coordinate {m}
, !- Vertex 9 Z-coordinate {m}
, !- Vertex 10 X-coordinate {m}
, !- Vertex 10 Y-coordinate {m}
, !- Vertex 10 Z-coordinate {m}
, !- Vertex 11 X-coordinate {m}
, !- Vertex 11 Y-coordinate {m}
, !- Vertex 11 Z-coordinate {m}
, !- Vertex 12 X-coordinate {m}
, !- Vertex 12 Y-coordinate {m}
, !- Vertex 12 Z-coordinate {m}
, !- Vertex 13 X-coordinate {m}
, !- Vertex 13 Y-coordinate {m}
, !- Vertex 13 Z-coordinate {m}
, !- Vertex 14 X-coordinate {m}
, !- Vertex 14 Y-coordinate {m}
, !- Vertex 14 Z-coordinate {m}
, !- Vertex 15 X-coordinate {m}
, !- Vertex 15 Y-coordinate {m}
, !- Vertex 15 Z-coordinate {m}
, !- Vertex 16 X-coordinate {m}
, !- Vertex 16 Y-coordinate {m}
, !- Vertex 16 Z-coordinate {m}
, !- Vertex 17 X-coordinate {m}
, !- Vertex 17 Y-coordinate {m}
, !- Vertex 17 Z-coordinate {m}
, !- Vertex 18 X-coordinate {m}
, !- Vertex 18 Y-coordinate {m}
, !- Vertex 18 Z-coordinate {m}
, !- Vertex 19 X-coordinate {m}
, !- Vertex 19 Y-coordinate {m}
, !- Vertex 19 Z-coordinate {m}
, !- Vertex 20 X-coordinate {m}
, !- Vertex 20 Y-coordinate {m}
; !- Vertex 20 Z-coordinate {m}
BuildingSurface:Detailed,
L1-126-BakeryService_Srf_1, !- Name
Wall, !- Surface Type
Hole, !- Construction Name
L1-126-BakeryService Thermal Zone, !- Zone Name
Surface, !- Outside Boundary Condition
L1-127-Coffee_Srf_5, !- Outside Boundary Condition Object
NoSun, !- Sun Exposure
NoWind, !- Wind Exposure
, !- View Factor to Ground
4, !- Number of Vertices
74.227, !- Vertex 1 X-coordinate {m}
29.209, !- Vertex 1 Y-coordinate {m}
2.134, !- Vertex 1 Z-coordinate {m}
74.227, !- Vertex 2 X-coordinate {m}
29.209, !- Vertex 2 Y-coordinate {m}
0, !- Vertex 2 Z-coordinate {m}
74.227, !- Vertex 3 X-coordinate {m}
25.878, !- Vertex 3 Y-coordinate {m}
0, !- Vertex 3 Z-coordinate {m}
74.227, !- Vertex 4 X-coordinate {m}
25.878, !- Vertex 4 Y-coordinate {m}
2.134, !- Vertex 4 Z-coordinate {m}
, !- Vertex 5 X-coordinate {m}
, !- Vertex 5 Y-coordinate {m}
, !- Vertex 5 Z-coordinate {m}
, !- Vertex 6 X-coordinate {m}
, !- Vertex 6 Y-coordinate {m}
, !- Vertex 6 Z-coordinate {m}
, !- Vertex 7 X-coordinate {m}
, !- Vertex 7 Y-coordinate {m}
, !- Vertex 7 Z-coordinate {m}
, !- Vertex 8 X-coordinate {m}
, !- Vertex 8 Y-coordinate {m}
, !- Vertex 8 Z-coordinate {m}
, !- Vertex 9 X-coordinate {m}
, !- Vertex 9 Y-coordinate {m}
, !- Vertex 9 Z-coordinate {m}
, !- Vertex 10 X-coordinate {m}
, !- Vertex 10 Y-coordinate {m}
, !- Vertex 10 Z-coordinate {m}
, !- Vertex 11 X-coordinate {m}
, !- Vertex 11 Y-coordinate {m}
, !- Vertex 11 Z-coordinate {m}
, !- Vertex 12 X-coordinate {m}
, !- Vertex 12 Y-coordinate {m}
, !- Vertex 12 Z-coordinate {m}
, !- Vertex 13 X-coordinate {m}
, !- Vertex 13 Y-coordinate {m}
, !- Vertex 13 Z-coordinate {m}
, !- Vertex 14 X-coordinate {m}
, !- Vertex 14 Y-coordinate {m}
, !- Vertex 14 Z-coordinate {m}
, !- Vertex 15 X-coordinate {m}
, !- Vertex 15 Y-coordinate {m}
, !- Vertex 15 Z-coordinate {m}
, !- Vertex 16 X-coordinate {m}
, !- Vertex 16 Y-coordinate {m}
, !- Vertex 16 Z-coordinate {m}
, !- Vertex 17 X-coordinate {m}
, !- Vertex 17 Y-coordinate {m}
, !- Vertex 17 Z-coordinate {m}
, !- Vertex 18 X-coordinate {m}
, !- Vertex 18 Y-coordinate {m}
, !- Vertex 18 Z-coordinate {m}
, !- Vertex 19 X-coordinate {m}
, !- Vertex 19 Y-coordinate {m}
, !- Vertex 19 Z-coordinate {m}
, !- Vertex 20 X-coordinate {m}
, !- Vertex 20 Y-coordinate {m}
; !- Vertex 20 Z-coordinate {m}
BuildingSurface:Detailed,
L1-126-BakeryService_Srf_2, !- Name
Wall, !- Surface Type
Wall_Exterior, !- Construction Name
L1-126-BakeryService Thermal Zone, !- Zone Name
Outdoors, !- Outside Boundary Condition
, !- Outside Boundary Condition Object
SunExposed, !- Sun Exposure
WindExposed, !- Wind Exposure
, !- View Factor to Ground
4, !- Number of Vertices
74.227, !- Vertex 1 X-coordinate {m}
25.878, !- Vertex 1 Y-coordinate {m}
2.134, !- Vertex 1 Z-coordinate {m}
74.227, !- Vertex 2 X-coordinate {m}
25.878, !- Vertex 2 Y-coordinate {m}
0, !- Vertex 2 Z-coordinate {m}
79.675, !- Vertex 3 X-coordinate {m}
25.878, !- Vertex 3 Y-coordinate {m}
0, !- Vertex 3 Z-coordinate {m}
79.675, !- Vertex 4 X-coordinate {m}
25.878, !- Vertex 4 Y-coordinate {m}
2.134, !- Vertex 4 Z-coordinate {m}
, !- Vertex 5 X-coordinate {m}
, !- Vertex 5 Y-coordinate {m}
, !- Vertex 5 Z-coordinate {m}
, !- Vertex 6 X-coordinate {m}
, !- Vertex 6 Y-coordinate {m}
, !- Vertex 6 Z-coordinate {m}
, !- Vertex 7 X-coordinate {m}
, !- Vertex 7 Y-coordinate {m}
, !- Vertex 7 Z-coordinate {m}
, !- Vertex 8 X-coordinate {m}
, !- Vertex 8 Y-coordinate {m}
, !- Vertex 8 Z-coordinate {m}
, !- Vertex 9 X-coordinate {m}
, !- Vertex 9 Y-coordinate {m}
, !- Vertex 9 Z-coordinate {m}
, !- Vertex 10 X-coordinate {m}
, !- Vertex 10 Y-coordinate {m}
, !- Vertex 10 Z-coordinate {m}
, !- Vertex 11 X-coordinate {m}
, !- Vertex 11 Y-coordinate {m}
, !- Vertex 11 Z-coordinate {m}
, !- Vertex 12 X-coordinate {m}
, !- Vertex 12 Y-coordinate {m}
, !- Vertex 12 Z-coordinate {m}
, !- Vertex 13 X-coordinate {m}
, !- Vertex 13 Y-coordinate {m}
, !- Vertex 13 Z-coordinate {m}
, !- Vertex 14 X-coordinate {m}
, !- Vertex 14 Y-coordinate {m}
, !- Vertex 14 Z-coordinate {m}
, !- Vertex 15 X-coordinate {m}
, !- Vertex 15 Y-coordinate {m}
, !- Vertex 15 Z-coordinate {m}
, !- Vertex 16 X-coordinate {m}
, !- Vertex 16 Y-coordinate {m}
, !- Vertex 16 Z-coordinate {m}
, !- Vertex 17 X-coordinate {m}
, !- Vertex 17 Y-coordinate {m}
, !- Vertex 17 Z-coordinate {m}
, !- Vertex 18 X-coordinate {m}
, !- Vertex 18 Y-coordinate {m}
, !- Vertex 18 Z-coordinate {m}
, !- Vertex 19 X-coordinate {m}
, !- Vertex 19 Y-coordinate {m}
, !- Vertex 19 Z-coordinate {m}
, !- Vertex 20 X-coordinate {m}
, !- Vertex 20 Y-coordinate {m}
; !- Vertex 20 Z-coordinate {m}
BuildingSurface:Detailed,
L1-126-BakeryService_Srf_3, !- Name
Wall, !- Surface Type
Wall_Exterior, !- Construction Name
L1-126-BakeryService Thermal Zone, !- Zone Name
Outdoors, !- Outside Boundary Condition
, !- Outside Boundary Condition Object
SunExposed, !- Sun Exposure
WindExposed, !- Wind Exposure
, !- View Factor to Ground
4, !- Number of Vertices
79.675, !- Vertex 1 X-coordinate {m}
25.878, !- Vertex 1 Y-coordinate {m}
2.134, !- Vertex 1 Z-coordinate {m}
79.675, !- Vertex 2 X-coordinate {m}
25.878, !- Vertex 2 Y-coordinate {m}
0, !- Vertex 2 Z-coordinate {m}
79.675, !- Vertex 3 X-coordinate {m}
29.209, !- Vertex 3 Y-coordinate {m}
0, !- Vertex 3 Z-coordinate {m}
79.675, !- Vertex 4 X-coordinate {m}
29.209, !- Vertex 4 Y-coordinate {m}
2.134, !- Vertex 4 Z-coordinate {m}
, !- Vertex 5 X-coordinate {m}
, !- Vertex 5 Y-coordinate {m}
, !- Vertex 5 Z-coordinate {m}
, !- Vertex 6 X-coordinate {m}
, !- Vertex 6 Y-coordinate {m}
, !- Vertex 6 Z-coordinate {m}
, !- Vertex 7 X-coordinate {m}
, !- Vertex 7 Y-coordinate {m}
, !- Vertex 7 Z-coordinate {m}
, !- Vertex 8 X-coordinate {m}
, !- Vertex 8 Y-coordinate {m}
, !- Vertex 8 Z-coordinate {m}
, !- Vertex 9 X-coordinate {m}
, !- Vertex 9 Y-coordinate {m}
, !- Vertex 9 Z-coordinate {m}
, !- Vertex 10 X-coordinate {m}
, !- Vertex 10 Y-coordinate {m}
, !- Vertex 10 Z-coordinate {m}
, !- Vertex 11 X-coordinate {m}
, !- Vertex 11 Y-coordinate {m}
, !- Vertex 11 Z-coordinate {m}
, !- Vertex 12 X-coordinate {m}
, !- Vertex 12 Y-coordinate {m}
, !- Vertex 12 Z-coordinate {m}
, !- Vertex 13 X-coordinate {m}
, !- Vertex 13 Y-coordinate {m}
, !- Vertex 13 Z-coordinate {m}
, !- Vertex 14 X-coordinate {m}
, !- Vertex 14 Y-coordinate {m}
, !- Vertex 14 Z-coordinate {m}
, !- Vertex 15 X-coordinate {m}
, !- Vertex 15 Y-coordinate {m}
, !- Vertex 15 Z-coordinate {m}
, !- Vertex 16 X-coordinate {m}
, !- Vertex 16 Y-coordinate {m}
, !- Vertex 16 Z-coordinate {m}
, !- Vertex 17 X-coordinate {m}
, !- Vertex 17 Y-coordinate {m}
, !- Vertex 17 Z-coordinate {m}
, !- Vertex 18 X-coordinate {m}
, !- Vertex 18 Y-coordinate {m}
, !- Vertex 18 Z-coordinate {m}
, !- Vertex 19 X-coordinate {m}
, !- Vertex 19 Y-coordinate {m}
, !- Vertex 19 Z-coordinate {m}
, !- Vertex 20 X-coordinate {m}
, !- Vertex 20 Y-coordinate {m}
; !- Vertex 20 Z-coordinate {m}
BuildingSurface:Detailed,
L1-126-BakeryService_Srf_4, !- Name
Wall, !- Surface Type
Hole, !- Construction Name
L1-126-BakeryService Thermal Zone, !- Zone Name
Surface, !- Outside Boundary Condition
L1-101-SalesRefrigerationReachInBeverages_Srf_2, !- Outside Boundary Condition Object
NoSun, !- Sun Exposure
NoWind, !- Wind Exposure
, !- View Factor to Ground
4, !- Number of Vertices
79.675, !- Vertex 1 X-coordinate {m}
29.209, !- Vertex 1 Y-coordinate {m}
2.134, !- Vertex 1 Z-coordinate {m}
79.675, !- Vertex 2 X-coordinate {m}
29.209, !- Vertex 2 Y-coordinate {m}
0, !- Vertex 2 Z-coordinate {m}
77.337, !- Vertex 3 X-coordinate {m}
29.209, !- Vertex 3 Y-coordinate {m}
0, !- Vertex 3 Z-coordinate {m}
77.337, !- Vertex 4 X-coordinate {m}
29.209, !- Vertex 4 Y-coordinate {m}
2.134, !- Vertex 4 Z-coordinate {m}
, !- Vertex 5 X-coordinate {m}
, !- Vertex 5 Y-coordinate {m}
, !- Vertex 5 Z-coordinate {m}
, !- Vertex 6 X-coordinate {m}
, !- Vertex 6 Y-coordinate {m}
, !- Vertex 6 Z-coordinate {m}
, !- Vertex 7 X-coordinate {m}
, !- Vertex 7 Y-coordinate {m}
, !- Vertex 7 Z-coordinate {m}
, !- Vertex 8 X-coordinate {m}
, !- Vertex 8 Y-coordinate {m}
, !- Vertex 8 Z-coordinate {m}
, !- Vertex 9 X-coordinate {m}
, !- Vertex 9 Y-coordinate {m}
, !- Vertex 9 Z-coordinate {m}
, !- Vertex 10 X-coordinate {m}
, !- Vertex 10 Y-coordinate {m}
, !- Vertex 10 Z-coordinate {m}
, !- Vertex 11 X-coordinate {m}
, !- Vertex 11 Y-coordinate {m}
, !- Vertex 11 Z-coordinate {m}
, !- Vertex 12 X-coordinate {m}
, !- Vertex 12 Y-coordinate {m}
, !- Vertex 12 Z-coordinate {m}
, !- Vertex 13 X-coordinate {m}
, !- Vertex 13 Y-coordinate {m}
, !- Vertex 13 Z-coordinate {m}
, !- Vertex 14 X-coordinate {m}
, !- Vertex 14 Y-coordinate {m}
, !- Vertex 14 Z-coordinate {m}
, !- Vertex 15 X-coordinate {m}
, !- Vertex 15 Y-coordinate {m}
, !- Vertex 15 Z-coordinate {m}
, !- Vertex 16 X-coordinate {m}
, !- Vertex 16 Y-coordinate {m}
, !- Vertex 16 Z-coordinate {m}
, !- Vertex 17 X-coordinate {m}
, !- Vertex 17 Y-coordinate {m}
, !- Vertex 17 Z-coordinate {m}
, !- Vertex 18 X-coordinate {m}
, !- Vertex 18 Y-coordinate {m}
, !- Vertex 18 Z-coordinate {m}
, !- Vertex 19 X-coordinate {m}
, !- Vertex 19 Y-coordinate {m}
, !- Vertex 19 Z-coordinate {m}
, !- Vertex 20 X-coordinate {m}
, !- Vertex 20 Y-coordinate {m}
; !- Vertex 20 Z-coordinate {m}
BuildingSurface:Detailed,
L1-126-BakeryService_Srf_5, !- Name
Wall, !- Surface Type
Wall_Exterior, !- Construction Name
L1-126-BakeryService Thermal Zone, !- Zone Name
Outdoors, !- Outside Boundary Condition
, !- Outside Boundary Condition Object
SunExposed, !- Sun Exposure
WindExposed, !- Wind Exposure
, !- View Factor to Ground
4, !- Number of Vertices
77.337, !- Vertex 1 X-coordinate {m}
29.209, !- Vertex 1 Y-coordinate {m}
2.134, !- Vertex 1 Z-coordinate {m}
77.337, !- Vertex 2 X-coordinate {m}
29.209, !- Vertex 2 Y-coordinate {m}
0, !- Vertex 2 Z-coordinate {m}
74.227, !- Vertex 3 X-coordinate {m}
29.209, !- Vertex 3 Y-coordinate {m}
0, !- Vertex 3 Z-coordinate {m}
74.227, !- Vertex 4 X-coordinate {m}
29.209, !- Vertex 4 Y-coordinate {m}
2.134, !- Vertex 4 Z-coordinate {m}
, !- Vertex 5 X-coordinate {m}
, !- Vertex 5 Y-coordinate {m}
, !- Vertex 5 Z-coordinate {m}
, !- Vertex 6 X-coordinate {m}
, !- Vertex 6 Y-coordinate {m}
, !- Vertex 6 Z-coordinate {m}
, !- Vertex 7 X-coordinate {m}
, !- Vertex 7 Y-coordinate {m}
, !- Vertex 7 Z-coordinate {m}
, !- Vertex 8 X-coordinate {m}
, !- Vertex 8 Y-coordinate {m}
, !- Vertex 8 Z-coordinate {m}
, !- Vertex 9 X-coordinate {m}
, !- Vertex 9 Y-coordinate {m}
, !- Vertex 9 Z-coordinate {m}
, !- Vertex 10 X-coordinate {m}
, !- Vertex 10 Y-coordinate {m}
, !- Vertex 10 Z-coordinate {m}
, !- Vertex 11 X-coordinate {m}
, !- Vertex 11 Y-coordinate {m}
, !- Vertex 11 Z-coordinate {m}
, !- Vertex 12 X-coordinate {m}
, !- Vertex 12 Y-coordinate {m}
, !- Vertex 12 Z-coordinate {m}
, !- Vertex 13 X-coordinate {m}
, !- Vertex 13 Y-coordinate {m}
, !- Vertex 13 Z-coordinate {m}
, !- Vertex 14 X-coordinate {m}
, !- Vertex 14 Y-coordinate {m}
, !- Vertex 14 Z-coordinate {m}
, !- Vertex 15 X-coordinate {m}
, !- Vertex 15 Y-coordinate {m}
, !- Vertex 15 Z-coordinate {m}
, !- Vertex 16 X-coordinate {m}
, !- Vertex 16 Y-coordinate {m}
, !- Vertex 16 Z-coordinate {m}
, !- Vertex 17 X-coordinate {m}
, !- Vertex 17 Y-coordinate {m}
, !- Vertex 17 Z-coordinate {m}
, !- Vertex 18 X-coordinate {m}
, !- Vertex 18 Y-coordinate {m}
, !- Vertex 18 Z-coordinate {m}
, !- Vertex 19 X-coordinate {m}
, !- Vertex 19 Y-coordinate {m}
, !- Vertex 19 Z-coordinate {m}
, !- Vertex 20 X-coordinate {m}
, !- Vertex 20 Y-coordinate {m}
; !- Vertex 20 Z-coordinate {m}
BuildingSurface:Detailed,
L1-126-BakeryService_Srf_6, !- Name
Roof, !- Surface Type
Roof_BOH, !- Construction Name
L1-126-BakeryService Thermal Zone, !- Zone Name
Outdoors, !- Outside Boundary Condition
, !- Outside Boundary Condition Object
SunExposed, !- Sun Exposure
WindExposed, !- Wind Exposure
, !- View Factor to Ground
4, !- Number of Vertices
74.227, !- Vertex 1 X-coordinate {m}
29.209, !- Vertex 1 Y-coordinate {m}
2.134, !- Vertex 1 Z-coordinate {m}
74.227, !- Vertex 2 X-coordinate {m}
25.878, !- Vertex 2 Y-coordinate {m}
2.134, !- Vertex 2 Z-coordinate {m}
79.675, !- Vertex 3 X-coordinate {m}
25.878, !- Vertex 3 Y-coordinate {m}
2.134, !- Vertex 3 Z-coordinate {m}
79.675, !- Vertex 4 X-coordinate {m}
29.209, !- Vertex 4 Y-coordinate {m}
2.134, !- Vertex 4 Z-coordinate {m}
, !- Vertex 5 X-coordinate {m}
, !- Vertex 5 Y-coordinate {m}
, !- Vertex 5 Z-coordinate {m}
, !- Vertex 6 X-coordinate {m}
, !- Vertex 6 Y-coordinate {m}
, !- Vertex 6 Z-coordinate {m}
, !- Vertex 7 X-coordinate {m}
, !- Vertex 7 Y-coordinate {m}
, !- Vertex 7 Z-coordinate {m}
, !- Vertex 8 X-coordinate {m}
, !- Vertex 8 Y-coordinate {m}
, !- Vertex 8 Z-coordinate {m}
, !- Vertex 9 X-coordinate {m}
, !- Vertex 9 Y-coordinate {m}
, !- Vertex 9 Z-coordinate {m}
, !- Vertex 10 X-coordinate {m}
, !- Vertex 10 Y-coordinate {m}
, !- Vertex 10 Z-coordinate {m}
, !- Vertex 11 X-coordinate {m}
, !- Vertex 11 Y-coordinate {m}
, !- Vertex 11 Z-coordinate {m}
, !- Vertex 12 X-coordinate {m}
, !- Vertex 12 Y-coordinate {m}
, !- Vertex 12 Z-coordinate {m}
, !- Vertex 13 X-coordinate {m}
, !- Vertex 13 Y-coordinate {m}
, !- Vertex 13 Z-coordinate {m}
, !- Vertex 14 X-coordinate {m}
, !- Vertex 14 Y-coordinate {m}
, !- Vertex 14 Z-coordinate {m}
, !- Vertex 15 X-coordinate {m}
, !- Vertex 15 Y-coordinate {m}
, !- Vertex 15 Z-coordinate {m}
, !- Vertex 16 X-coordinate {m}
, !- Vertex 16 Y-coordinate {m}
, !- Vertex 16 Z-coordinate {m}
, !- Vertex 17 X-coordinate {m}
, !- Vertex 17 Y-coordinate {m}
, !- Vertex 17 Z-coordinate {m}
, !- Vertex 18 X-coordinate {m}
, !- Vertex 18 Y-coordinate {m}
, !- Vertex 18 Z-coordinate {m}
, !- Vertex 19 X-coordinate {m}
, !- Vertex 19 Y-coordinate {m}
, !- Vertex 19 Z-coordinate {m}
, !- Vertex 20 X-coordinate {m}
, !- Vertex 20 Y-coordinate {m}
; !- Vertex 20 Z-coordinate {m}
BuildingSurface:Detailed,
L1-127-Coffee_Srf_0, !- Name
Floor, !- Surface Type
Hole, !- Construction Name
L1-127-Coffee Thermal Zone, !- Zone Name
ground, !- Outside Boundary Condition
, !- Outside Boundary Condition Object
NoSun, !- Sun Exposure
NoWind, !- Wind Exposure
, !- View Factor to Ground
4, !- Number of Vertices
74.227, !- Vertex 1 X-coordinate {m}
29.209, !- Vertex 1 Y-coordinate {m}
0, !- Vertex 1 Z-coordinate {m}
74.227, !- Vertex 2 X-coordinate {m}
25.878, !- Vertex 2 Y-coordinate {m}
0, !- Vertex 2 Z-coordinate {m}
71.841, !- Vertex 3 X-coordinate {m}
25.878, !- Vertex 3 Y-coordinate {m}
0, !- Vertex 3 Z-coordinate {m}
71.841, !- Vertex 4 X-coordinate {m}
29.209, !- Vertex 4 Y-coordinate {m}
0, !- Vertex 4 Z-coordinate {m}
, !- Vertex 5 X-coordinate {m}
, !- Vertex 5 Y-coordinate {m}
, !- Vertex 5 Z-coordinate {m}
, !- Vertex 6 X-coordinate {m}
, !- Vertex 6 Y-coordinate {m}
, !- Vertex 6 Z-coordinate {m}
, !- Vertex 7 X-coordinate {m}
, !- Vertex 7 Y-coordinate {m}
, !- Vertex 7 Z-coordinate {m}
, !- Vertex 8 X-coordinate {m}
, !- Vertex 8 Y-coordinate {m}
, !- Vertex 8 Z-coordinate {m}
, !- Vertex 9 X-coordinate {m}
, !- Vertex 9 Y-coordinate {m}
, !- Vertex 9 Z-coordinate {m}
, !- Vertex 10 X-coordinate {m}
, !- Vertex 10 Y-coordinate {m}
, !- Vertex 10 Z-coordinate {m}
, !- Vertex 11 X-coordinate {m}
, !- Vertex 11 Y-coordinate {m}
, !- Vertex 11 Z-coordinate {m}
, !- Vertex 12 X-coordinate {m}
, !- Vertex 12 Y-coordinate {m}
, !- Vertex 12 Z-coordinate {m}
, !- Vertex 13 X-coordinate {m}
, !- Vertex 13 Y-coordinate {m}
, !- Vertex 13 Z-coordinate {m}
, !- Vertex 14 X-coordinate {m}
, !- Vertex 14 Y-coordinate {m}
, !- Vertex 14 Z-coordinate {m}
, !- Vertex 15 X-coordinate {m}
, !- Vertex 15 Y-coordinate {m}
, !- Vertex 15 Z-coordinate {m}
, !- Vertex 16 X-coordinate {m}
, !- Vertex 16 Y-coordinate {m}
, !- Vertex 16 Z-coordinate {m}
, !- Vertex 17 X-coordinate {m}
, !- Vertex 17 Y-coordinate {m}
, !- Vertex 17 Z-coordinate {m}
, !- Vertex 18 X-coordinate {m}
, !- Vertex 18 Y-coordinate {m}
, !- Vertex 18 Z-coordinate {m}
, !- Vertex 19 X-coordinate {m}
, !- Vertex 19 Y-coordinate {m}
, !- Vertex 19 Z-coordinate {m}
, !- Vertex 20 X-coordinate {m}
, !- Vertex 20 Y-coordinate {m}
; !- Vertex 20 Z-coordinate {m}
BuildingSurface:Detailed,
L1-127-Coffee_Srf_1, !- Name
Wall, !- Surface Type
Wall_Exterior, !- Construction Name
L1-127-Coffee Thermal Zone, !- Zone Name
Outdoors, !- Outside Boundary Condition
, !- Outside Boundary Condition Object
SunExposed, !- Sun Exposure
WindExposed, !- Wind Exposure
, !- View Factor to Ground
4, !- Number of Vertices
74.227, !- Vertex 1 X-coordinate {m}
29.209, !- Vertex 1 Y-coordinate {m}
2.134, !- Vertex 1 Z-coordinate {m}
74.227, !- Vertex 2 X-coordinate {m}
29.209, !- Vertex 2 Y-coordinate {m}
0, !- Vertex 2 Z-coordinate {m}
71.841, !- Vertex 3 X-coordinate {m}
29.209, !- Vertex 3 Y-coordinate {m}
0, !- Vertex 3 Z-coordinate {m}
71.841, !- Vertex 4 X-coordinate {m}
29.209, !- Vertex 4 Y-coordinate {m}
2.134, !- Vertex 4 Z-coordinate {m}
, !- Vertex 5 X-coordinate {m}
, !- Vertex 5 Y-coordinate {m}
, !- Vertex 5 Z-coordinate {m}
, !- Vertex 6 X-coordinate {m}
, !- Vertex 6 Y-coordinate {m}
, !- Vertex 6 Z-coordinate {m}
, !- Vertex 7 X-coordinate {m}
, !- Vertex 7 Y-coordinate {m}
, !- Vertex 7 Z-coordinate {m}
, !- Vertex 8 X-coordinate {m}
, !- Vertex 8 Y-coordinate {m}
, !- Vertex 8 Z-coordinate {m}
, !- Vertex 9 X-coordinate {m}
, !- Vertex 9 Y-coordinate {m}
, !- Vertex 9 Z-coordinate {m}
, !- Vertex 10 X-coordinate {m}
, !- Vertex 10 Y-coordinate {m}
, !- Vertex 10 Z-coordinate {m}
, !- Vertex 11 X-coordinate {m}
, !- Vertex 11 Y-coordinate {m}
, !- Vertex 11 Z-coordinate {m}
, !- Vertex 12 X-coordinate {m}
, !- Vertex 12 Y-coordinate {m}
, !- Vertex 12 Z-coordinate {m}
, !- Vertex 13 X-coordinate {m}
, !- Vertex 13 Y-coordinate {m}
, !- Vertex 13 Z-coordinate {m}
, !- Vertex 14 X-coordinate {m}
, !- Vertex 14 Y-coordinate {m}
, !- Vertex 14 Z-coordinate {m}
, !- Vertex 15 X-coordinate {m}
, !- Vertex 15 Y-coordinate {m}
, !- Vertex 15 Z-coordinate {m}
, !- Vertex 16 X-coordinate {m}
, !- Vertex 16 Y-coordinate {m}
, !- Vertex 16 Z-coordinate {m}
, !- Vertex 17 X-coordinate {m}
, !- Vertex 17 Y-coordinate {m}
, !- Vertex 17 Z-coordinate {m}
, !- Vertex 18 X-coordinate {m}
, !- Vertex 18 Y-coordinate {m}
, !- Vertex 18 Z-coordinate {m}
, !- Vertex 19 X-coordinate {m}
, !- Vertex 19 Y-coordinate {m}
, !- Vertex 19 Z-coordinate {m}
, !- Vertex 20 X-coordinate {m}
, !- Vertex 20 Y-coordinate {m}
; !- Vertex 20 Z-coordinate {m}
BuildingSurface:Detailed,
L1-127-Coffee_Srf_2, !- Name
Wall, !- Surface Type
Hole, !- Construction Name
L1-127-Coffee Thermal Zone, !- Zone Name
Surface, !- Outside Boundary Condition
L1-101-SalesCirculation10_Srf_4, !- Outside Boundary Condition Object
NoSun, !- Sun Exposure
NoWind, !- Wind Exposure
, !- View Factor to Ground
4, !- Number of Vertices
71.841, !- Vertex 1 X-coordinate {m}
29.209, !- Vertex 1 Y-coordinate {m}
2.134, !- Vertex 1 Z-coordinate {m}
71.841, !- Vertex 2 X-coordinate {m}
29.209, !- Vertex 2 Y-coordinate {m}
0, !- Vertex 2 Z-coordinate {m}
71.841, !- Vertex 3 X-coordinate {m}
26.949, !- Vertex 3 Y-coordinate {m}
0, !- Vertex 3 Z-coordinate {m}
71.841, !- Vertex 4 X-coordinate {m}
26.949, !- Vertex 4 Y-coordinate {m}
2.134, !- Vertex 4 Z-coordinate {m}
, !- Vertex 5 X-coordinate {m}
, !- Vertex 5 Y-coordinate {m}
, !- Vertex 5 Z-coordinate {m}
, !- Vertex 6 X-coordinate {m}
, !- Vertex 6 Y-coordinate {m}
, !- Vertex 6 Z-coordinate {m}
, !- Vertex 7 X-coordinate {m}
, !- Vertex 7 Y-coordinate {m}
, !- Vertex 7 Z-coordinate {m}
, !- Vertex 8 X-coordinate {m}
, !- Vertex 8 Y-coordinate {m}
, !- Vertex 8 Z-coordinate {m}
, !- Vertex 9 X-coordinate {m}
, !- Vertex 9 Y-coordinate {m}
, !- Vertex 9 Z-coordinate {m}
, !- Vertex 10 X-coordinate {m}
, !- Vertex 10 Y-coordinate {m}
, !- Vertex 10 Z-coordinate {m}
, !- Vertex 11 X-coordinate {m}
, !- Vertex 11 Y-coordinate {m}
, !- Vertex 11 Z-coordinate {m}
, !- Vertex 12 X-coordinate {m}
, !- Vertex 12 Y-coordinate {m}
, !- Vertex 12 Z-coordinate {m}
, !- Vertex 13 X-coordinate {m}
, !- Vertex 13 Y-coordinate {m}
, !- Vertex 13 Z-coordinate {m}
, !- Vertex 14 X-coordinate {m}
, !- Vertex 14 Y-coordinate {m}
, !- Vertex 14 Z-coordinate {m}
, !- Vertex 15 X-coordinate {m}
, !- Vertex 15 Y-coordinate {m}
, !- Vertex 15 Z-coordinate {m}
, !- Vertex 16 X-coordinate {m}
, !- Vertex 16 Y-coordinate {m}
, !- Vertex 16 Z-coordinate {m}
, !- Vertex 17 X-coordinate {m}
, !- Vertex 17 Y-coordinate {m}
, !- Vertex 17 Z-coordinate {m}
, !- Vertex 18 X-coordinate {m}
, !- Vertex 18 Y-coordinate {m}
, !- Vertex 18 Z-coordinate {m}
, !- Vertex 19 X-coordinate {m}
, !- Vertex 19 Y-coordinate {m}
, !- Vertex 19 Z-coordinate {m}
, !- Vertex 20 X-coordinate {m}
, !- Vertex 20 Y-coordinate {m}
; !- Vertex 20 Z-coordinate {m}
BuildingSurface:Detailed,
L1-127-Coffee_Srf_3, !- Name
Wall, !- Surface Type
Hole, !- Construction Name
L1-127-Coffee Thermal Zone, !- Zone Name
Surface, !- Outside Boundary Condition
L1-102-Exit_Srf_4, !- Outside Boundary Condition Object
NoSun, !- Sun Exposure
NoWind, !- Wind Exposure
, !- View Factor to Ground
4, !- Number of Vertices
71.841, !- Vertex 1 X-coordinate {m}
26.949, !- Vertex 1 Y-coordinate {m}
2.134, !- Vertex 1 Z-coordinate {m}
71.841, !- Vertex 2 X-coordinate {m}
26.949, !- Vertex 2 Y-coordinate {m}
0, !- Vertex 2 Z-coordinate {m}
71.841, !- Vertex 3 X-coordinate {m}
25.878, !- Vertex 3 Y-coordinate {m}
0, !- Vertex 3 Z-coordinate {m}
71.841, !- Vertex 4 X-coordinate {m}
25.878, !- Vertex 4 Y-coordinate {m}
2.134, !- Vertex 4 Z-coordinate {m}
, !- Vertex 5 X-coordinate {m}
, !- Vertex 5 Y-coordinate {m}
, !- Vertex 5 Z-coordinate {m}
, !- Vertex 6 X-coordinate {m}
, !- Vertex 6 Y-coordinate {m}
, !- Vertex 6 Z-coordinate {m}
, !- Vertex 7 X-coordinate {m}
, !- Vertex 7 Y-coordinate {m}
, !- Vertex 7 Z-coordinate {m}
, !- Vertex 8 X-coordinate {m}
, !- Vertex 8 Y-coordinate {m}
, !- Vertex 8 Z-coordinate {m}
, !- Vertex 9 X-coordinate {m}
, !- Vertex 9 Y-coordinate {m}
, !- Vertex 9 Z-coordinate {m}
, !- Vertex 10 X-coordinate {m}
, !- Vertex 10 Y-coordinate {m}
, !- Vertex 10 Z-coordinate {m}
, !- Vertex 11 X-coordinate {m}
, !- Vertex 11 Y-coordinate {m}
, !- Vertex 11 Z-coordinate {m}
, !- Vertex 12 X-coordinate {m}
, !- Vertex 12 Y-coordinate {m}
, !- Vertex 12 Z-coordinate {m}
, !- Vertex 13 X-coordinate {m}
, !- Vertex 13 Y-coordinate {m}
, !- Vertex 13 Z-coordinate {m}
, !- Vertex 14 X-coordinate {m}
, !- Vertex 14 Y-coordinate {m}
, !- Vertex 14 Z-coordinate {m}
, !- Vertex 15 X-coordinate {m}
, !- Vertex 15 Y-coordinate {m}
, !- Vertex 15 Z-coordinate {m}
, !- Vertex 16 X-coordinate {m}
, !- Vertex 16 Y-coordinate {m}
, !- Vertex 16 Z-coordinate {m}
, !- Vertex 17 X-coordinate {m}
, !- Vertex 17 Y-coordinate {m}
, !- Vertex 17 Z-coordinate {m}
, !- Vertex 18 X-coordinate {m}
, !- Vertex 18 Y-coordinate {m}
, !- Vertex 18 Z-coordinate {m}
, !- Vertex 19 X-coordinate {m}
, !- Vertex 19 Y-coordinate {m}
, !- Vertex 19 Z-coordinate {m}
, !- Vertex 20 X-coordinate {m}
, !- Vertex 20 Y-coordinate {m}
; !- Vertex 20 Z-coordinate {m}
BuildingSurface:Detailed,
L1-127-Coffee_Srf_4, !- Name
Wall, !- Surface Type
Wall_Exterior, !- Construction Name
L1-127-Coffee Thermal Zone, !- Zone Name
Outdoors, !- Outside Boundary Condition
, !- Outside Boundary Condition Object
SunExposed, !- Sun Exposure
WindExposed, !- Wind Exposure
, !- View Factor to Ground
4, !- Number of Vertices
71.841, !- Vertex 1 X-coordinate {m}
25.878, !- Vertex 1 Y-coordinate {m}
2.134, !- Vertex 1 Z-coordinate {m}
71.841, !- Vertex 2 X-coordinate {m}
25.878, !- Vertex 2 Y-coordinate {m}
0, !- Vertex 2 Z-coordinate {m}
74.227, !- Vertex 3 X-coordinate {m}
25.878, !- Vertex 3 Y-coordinate {m}
0, !- Vertex 3 Z-coordinate {m}
74.227, !- Vertex 4 X-coordinate {m}
25.878, !- Vertex 4 Y-coordinate {m}
2.134, !- Vertex 4 Z-coordinate {m}
, !- Vertex 5 X-coordinate {m}
, !- Vertex 5 Y-coordinate {m}
, !- Vertex 5 Z-coordinate {m}
, !- Vertex 6 X-coordinate {m}
, !- Vertex 6 Y-coordinate {m}
, !- Vertex 6 Z-coordinate {m}
, !- Vertex 7 X-coordinate {m}
, !- Vertex 7 Y-coordinate {m}
, !- Vertex 7 Z-coordinate {m}
, !- Vertex 8 X-coordinate {m}
, !- Vertex 8 Y-coordinate {m}
, !- Vertex 8 Z-coordinate {m}
, !- Vertex 9 X-coordinate {m}
, !- Vertex 9 Y-coordinate {m}
, !- Vertex 9 Z-coordinate {m}
, !- Vertex 10 X-coordinate {m}
, !- Vertex 10 Y-coordinate {m}
, !- Vertex 10 Z-coordinate {m}
, !- Vertex 11 X-coordinate {m}
, !- Vertex 11 Y-coordinate {m}
, !- Vertex 11 Z-coordinate {m}
, !- Vertex 12 X-coordinate {m}
, !- Vertex 12 Y-coordinate {m}
, !- Vertex 12 Z-coordinate {m}
, !- Vertex 13 X-coordinate {m}
, !- Vertex 13 Y-coordinate {m}
, !- Vertex 13 Z-coordinate {m}
, !- Vertex 14 X-coordinate {m}
, !- Vertex 14 Y-coordinate {m}
, !- Vertex 14 Z-coordinate {m}
, !- Vertex 15 X-coordinate {m}
, !- Vertex 15 Y-coordinate {m}
, !- Vertex 15 Z-coordinate {m}
, !- Vertex 16 X-coordinate {m}
, !- Vertex 16 Y-coordinate {m}
, !- Vertex 16 Z-coordinate {m}
, !- Vertex 17 X-coordinate {m}
, !- Vertex 17 Y-coordinate {m}
, !- Vertex 17 Z-coordinate {m}
, !- Vertex 18 X-coordinate {m}
, !- Vertex 18 Y-coordinate {m}
, !- Vertex 18 Z-coordinate {m}
, !- Vertex 19 X-coordinate {m}
, !- Vertex 19 Y-coordinate {m}
, !- Vertex 19 Z-coordinate {m}
, !- Vertex 20 X-coordinate {m}
, !- Vertex 20 Y-coordinate {m}
; !- Vertex 20 Z-coordinate {m}
BuildingSurface:Detailed,
L1-127-Coffee_Srf_5, !- Name
Wall, !- Surface Type
Hole, !- Construction Name
L1-127-Coffee Thermal Zone, !- Zone Name
Surface, !- Outside Boundary Condition
L1-126-BakeryService_Srf_1, !- Outside Boundary Condition Object
NoSun, !- Sun Exposure
NoWind, !- Wind Exposure
, !- View Factor to Ground
4, !- Number of Vertices
74.227, !- Vertex 1 X-coordinate {m}
25.878, !- Vertex 1 Y-coordinate {m}
2.134, !- Vertex 1 Z-coordinate {m}
74.227, !- Vertex 2 X-coordinate {m}
25.878, !- Vertex 2 Y-coordinate {m}
0, !- Vertex 2 Z-coordinate {m}
74.227, !- Vertex 3 X-coordinate {m}
29.209, !- Vertex 3 Y-coordinate {m}
0, !- Vertex 3 Z-coordinate {m}
74.227, !- Vertex 4 X-coordinate {m}
29.209, !- Vertex 4 Y-coordinate {m}
2.134, !- Vertex 4 Z-coordinate {m}
, !- Vertex 5 X-coordinate {m}
, !- Vertex 5 Y-coordinate {m}
, !- Vertex 5 Z-coordinate {m}
, !- Vertex 6 X-coordinate {m}
, !- Vertex 6 Y-coordinate {m}
, !- Vertex 6 Z-coordinate {m}
, !- Vertex 7 X-coordinate {m}
, !- Vertex 7 Y-coordinate {m}
, !- Vertex 7 Z-coordinate {m}
, !- Vertex 8 X-coordinate {m}
, !- Vertex 8 Y-coordinate {m}
, !- Vertex 8 Z-coordinate {m}
, !- Vertex 9 X-coordinate {m}
, !- Vertex 9 Y-coordinate {m}
, !- Vertex 9 Z-coordinate {m}
, !- Vertex 10 X-coordinate {m}
, !- Vertex 10 Y-coordinate {m}
, !- Vertex 10 Z-coordinate {m}
, !- Vertex 11 X-coordinate {m}
, !- Vertex 11 Y-coordinate {m}
, !- Vertex 11 Z-coordinate {m}
, !- Vertex 12 X-coordinate {m}
, !- Vertex 12 Y-coordinate {m}
, !- Vertex 12 Z-coordinate {m}
, !- Vertex 13 X-coordinate {m}
, !- Vertex 13 Y-coordinate {m}
, !- Vertex 13 Z-coordinate {m}
, !- Vertex 14 X-coordinate {m}
, !- Vertex 14 Y-coordinate {m}
, !- Vertex 14 Z-coordinate {m}
, !- Vertex 15 X-coordinate {m}
, !- Vertex 15 Y-coordinate {m}
, !- Vertex 15 Z-coordinate {m}
, !- Vertex 16 X-coordinate {m}
, !- Vertex 16 Y-coordinate {m}
, !- Vertex 16 Z-coordinate {m}
, !- Vertex 17 X-coordinate {m}
, !- Vertex 17 Y-coordinate {m}
, !- Vertex 17 Z-coordinate {m}
, !- Vertex 18 X-coordinate {m}
, !- Vertex 18 Y-coordinate {m}
, !- Vertex 18 Z-coordinate {m}
, !- Vertex 19 X-coordinate {m}
, !- Vertex 19 Y-coordinate {m}
, !- Vertex 19 Z-coordinate {m}
, !- Vertex 20 X-coordinate {m}
, !- Vertex 20 Y-coordinate {m}
; !- Vertex 20 Z-coordinate {m}
BuildingSurface:Detailed,
L1-127-Coffee_Srf_6, !- Name
Roof, !- Surface Type
Roof_BOH, !- Construction Name
L1-127-Coffee Thermal Zone, !- Zone Name
Outdoors, !- Outside Boundary Condition
, !- Outside Boundary Condition Object
SunExposed, !- Sun Exposure
WindExposed, !- Wind Exposure
, !- View Factor to Ground
4, !- Number of Vertices
71.841, !- Vertex 1 X-coordinate {m}
29.209, !- Vertex 1 Y-coordinate {m}
2.134, !- Vertex 1 Z-coordinate {m}
71.841, !- Vertex 2 X-coordinate {m}
25.878, !- Vertex 2 Y-coordinate {m}
2.134, !- Vertex 2 Z-coordinate {m}
74.227, !- Vertex 3 X-coordinate {m}
25.878, !- Vertex 3 Y-coordinate {m}
2.134, !- Vertex 3 Z-coordinate {m}
74.227, !- Vertex 4 X-coordinate {m}
29.209, !- Vertex 4 Y-coordinate {m}
2.134, !- Vertex 4 Z-coordinate {m}
, !- Vertex 5 X-coordinate {m}
, !- Vertex 5 Y-coordinate {m}
, !- Vertex 5 Z-coordinate {m}
, !- Vertex 6 X-coordinate {m}
, !- Vertex 6 Y-coordinate {m}
, !- Vertex 6 Z-coordinate {m}
, !- Vertex 7 X-coordinate {m}
, !- Vertex 7 Y-coordinate {m}
, !- Vertex 7 Z-coordinate {m}
, !- Vertex 8 X-coordinate {m}
, !- Vertex 8 Y-coordinate {m}
, !- Vertex 8 Z-coordinate {m}
, !- Vertex 9 X-coordinate {m}
, !- Vertex 9 Y-coordinate {m}
, !- Vertex 9 Z-coordinate {m}
, !- Vertex 10 X-coordinate {m}
, !- Vertex 10 Y-coordinate {m}
, !- Vertex 10 Z-coordinate {m}
, !- Vertex 11 X-coordinate {m}
, !- Vertex 11 Y-coordinate {m}
, !- Vertex 11 Z-coordinate {m}
, !- Vertex 12 X-coordinate {m}
, !- Vertex 12 Y-coordinate {m}
, !- Vertex 12 Z-coordinate {m}
, !- Vertex 13 X-coordinate {m}
, !- Vertex 13 Y-coordinate {m}
, !- Vertex 13 Z-coordinate {m}
, !- Vertex 14 X-coordinate {m}
, !- Vertex 14 Y-coordinate {m}
, !- Vertex 14 Z-coordinate {m}
, !- Vertex 15 X-coordinate {m}
, !- Vertex 15 Y-coordinate {m}
, !- Vertex 15 Z-coordinate {m}
, !- Vertex 16 X-coordinate {m}
, !- Vertex 16 Y-coordinate {m}
, !- Vertex 16 Z-coordinate {m}
, !- Vertex 17 X-coordinate {m}
, !- Vertex 17 Y-coordinate {m}
, !- Vertex 17 Z-coordinate {m}
, !- Vertex 18 X-coordinate {m}
, !- Vertex 18 Y-coordinate {m}
, !- Vertex 18 Z-coordinate {m}
, !- Vertex 19 X-coordinate {m}
, !- Vertex 19 Y-coordinate {m}
, !- Vertex 19 Z-coordinate {m}
, !- Vertex 20 X-coordinate {m}
, !- Vertex 20 Y-coordinate {m}
; !- Vertex 20 Z-coordinate {m}
BuildingSurface:Detailed,
L1S1-Backstock_Srf_0, !- Name
Floor, !- Surface Type
Hole, !- Construction Name
L1S1-Backstock Thermal Zone, !- Zone Name
Surface, !- Outside Boundary Condition
L1-114-Backstock_Srf_7, !- Outside Boundary Condition Object
NoSun, !- Sun Exposure
NoWind, !- Wind Exposure
, !- View Factor to Ground
4, !- Number of Vertices
50.688, !- Vertex 1 X-coordinate {m}
61.783, !- Vertex 1 Y-coordinate {m}
2.134, !- Vertex 1 Z-coordinate {m}
50.688, !- Vertex 2 X-coordinate {m}
57.812, !- Vertex 2 Y-coordinate {m}
2.134, !- Vertex 2 Z-coordinate {m}
46.421, !- Vertex 3 X-coordinate {m}
57.812, !- Vertex 3 Y-coordinate {m}
2.134, !- Vertex 3 Z-coordinate {m}
46.421, !- Vertex 4 X-coordinate {m}
61.783, !- Vertex 4 Y-coordinate {m}
2.134, !- Vertex 4 Z-coordinate {m}
, !- Vertex 5 X-coordinate {m}
, !- Vertex 5 Y-coordinate {m}
, !- Vertex 5 Z-coordinate {m}
, !- Vertex 6 X-coordinate {m}
, !- Vertex 6 Y-coordinate {m}
, !- Vertex 6 Z-coordinate {m}
, !- Vertex 7 X-coordinate {m}
, !- Vertex 7 Y-coordinate {m}
, !- Vertex 7 Z-coordinate {m}
, !- Vertex 8 X-coordinate {m}
, !- Vertex 8 Y-coordinate {m}
, !- Vertex 8 Z-coordinate {m}
, !- Vertex 9 X-coordinate {m}
, !- Vertex 9 Y-coordinate {m}
, !- Vertex 9 Z-coordinate {m}
, !- Vertex 10 X-coordinate {m}
, !- Vertex 10 Y-coordinate {m}
, !- Vertex 10 Z-coordinate {m}
, !- Vertex 11 X-coordinate {m}
, !- Vertex 11 Y-coordinate {m}
, !- Vertex 11 Z-coordinate {m}
, !- Vertex 12 X-coordinate {m}
, !- Vertex 12 Y-coordinate {m}
, !- Vertex 12 Z-coordinate {m}
, !- Vertex 13 X-coordinate {m}
, !- Vertex 13 Y-coordinate {m}
, !- Vertex 13 Z-coordinate {m}
, !- Vertex 14 X-coordinate {m}
, !- Vertex 14 Y-coordinate {m}
, !- Vertex 14 Z-coordinate {m}
, !- Vertex 15 X-coordinate {m}
, !- Vertex 15 Y-coordinate {m}
, !- Vertex 15 Z-coordinate {m}
, !- Vertex 16 X-coordinate {m}
, !- Vertex 16 Y-coordinate {m}
, !- Vertex 16 Z-coordinate {m}
, !- Vertex 17 X-coordinate {m}
, !- Vertex 17 Y-coordinate {m}
, !- Vertex 17 Z-coordinate {m}
, !- Vertex 18 X-coordinate {m}
, !- Vertex 18 Y-coordinate {m}
, !- Vertex 18 Z-coordinate {m}
, !- Vertex 19 X-coordinate {m}
, !- Vertex 19 Y-coordinate {m}
, !- Vertex 19 Z-coordinate {m}
, !- Vertex 20 X-coordinate {m}
, !- Vertex 20 Y-coordinate {m}
; !- Vertex 20 Z-coordinate {m}
BuildingSurface:Detailed,
L1S1-Backstock_Srf_1, !- Name
Wall, !- Surface Type
Hole, !- Construction Name
L1S1-Backstock Thermal Zone, !- Zone Name
Surface, !- Outside Boundary Condition
L1S1-MeatSeafoodCooler_Srf_4, !- Outside Boundary Condition Object
NoSun, !- Sun Exposure
NoWind, !- Wind Exposure
, !- View Factor to Ground
4, !- Number of Vertices
50.688, !- Vertex 1 X-coordinate {m}
58.369, !- Vertex 1 Y-coordinate {m}
2.819, !- Vertex 1 Z-coordinate {m}
50.688, !- Vertex 2 X-coordinate {m}
58.369, !- Vertex 2 Y-coordinate {m}
2.134, !- Vertex 2 Z-coordinate {m}
50.688, !- Vertex 3 X-coordinate {m}
61.783, !- Vertex 3 Y-coordinate {m}
2.134, !- Vertex 3 Z-coordinate {m}
50.688, !- Vertex 4 X-coordinate {m}
61.783, !- Vertex 4 Y-coordinate {m}
2.819, !- Vertex 4 Z-coordinate {m}
, !- Vertex 5 X-coordinate {m}
, !- Vertex 5 Y-coordinate {m}
, !- Vertex 5 Z-coordinate {m}
, !- Vertex 6 X-coordinate {m}
, !- Vertex 6 Y-coordinate {m}
, !- Vertex 6 Z-coordinate {m}
, !- Vertex 7 X-coordinate {m}
, !- Vertex 7 Y-coordinate {m}
, !- Vertex 7 Z-coordinate {m}
, !- Vertex 8 X-coordinate {m}
, !- Vertex 8 Y-coordinate {m}
, !- Vertex 8 Z-coordinate {m}
, !- Vertex 9 X-coordinate {m}
, !- Vertex 9 Y-coordinate {m}
, !- Vertex 9 Z-coordinate {m}
, !- Vertex 10 X-coordinate {m}
, !- Vertex 10 Y-coordinate {m}
, !- Vertex 10 Z-coordinate {m}
, !- Vertex 11 X-coordinate {m}
, !- Vertex 11 Y-coordinate {m}
, !- Vertex 11 Z-coordinate {m}
, !- Vertex 12 X-coordinate {m}
, !- Vertex 12 Y-coordinate {m}
, !- Vertex 12 Z-coordinate {m}
, !- Vertex 13 X-coordinate {m}
, !- Vertex 13 Y-coordinate {m}
, !- Vertex 13 Z-coordinate {m}
, !- Vertex 14 X-coordinate {m}
, !- Vertex 14 Y-coordinate {m}
, !- Vertex 14 Z-coordinate {m}
, !- Vertex 15 X-coordinate {m}
, !- Vertex 15 Y-coordinate {m}
, !- Vertex 15 Z-coordinate {m}
, !- Vertex 16 X-coordinate {m}
, !- Vertex 16 Y-coordinate {m}
, !- Vertex 16 Z-coordinate {m}
, !- Vertex 17 X-coordinate {m}
, !- Vertex 17 Y-coordinate {m}
, !- Vertex 17 Z-coordinate {m}
, !- Vertex 18 X-coordinate {m}
, !- Vertex 18 Y-coordinate {m}
, !- Vertex 18 Z-coordinate {m}
, !- Vertex 19 X-coordinate {m}
, !- Vertex 19 Y-coordinate {m}
, !- Vertex 19 Z-coordinate {m}
, !- Vertex 20 X-coordinate {m}
, !- Vertex 20 Y-coordinate {m}
; !- Vertex 20 Z-coordinate {m}
BuildingSurface:Detailed,
L1S1-Backstock_Srf_2, !- Name
Wall, !- Surface Type
Wall_Exterior, !- Construction Name
L1S1-Backstock Thermal Zone, !- Zone Name
Outdoors, !- Outside Boundary Condition
, !- Outside Boundary Condition Object
SunExposed, !- Sun Exposure
WindExposed, !- Wind Exposure
, !- View Factor to Ground
4, !- Number of Vertices
50.688, !- Vertex 1 X-coordinate {m}
61.783, !- Vertex 1 Y-coordinate {m}
2.819, !- Vertex 1 Z-coordinate {m}
50.688, !- Vertex 2 X-coordinate {m}
61.783, !- Vertex 2 Y-coordinate {m}
2.134, !- Vertex 2 Z-coordinate {m}
46.421, !- Vertex 3 X-coordinate {m}
61.783, !- Vertex 3 Y-coordinate {m}
2.134, !- Vertex 3 Z-coordinate {m}
46.421, !- Vertex 4 X-coordinate {m}
61.783, !- Vertex 4 Y-coordinate {m}
2.819, !- Vertex 4 Z-coordinate {m}
, !- Vertex 5 X-coordinate {m}
, !- Vertex 5 Y-coordinate {m}
, !- Vertex 5 Z-coordinate {m}
, !- Vertex 6 X-coordinate {m}
, !- Vertex 6 Y-coordinate {m}
, !- Vertex 6 Z-coordinate {m}
, !- Vertex 7 X-coordinate {m}
, !- Vertex 7 Y-coordinate {m}
, !- Vertex 7 Z-coordinate {m}
, !- Vertex 8 X-coordinate {m}
, !- Vertex 8 Y-coordinate {m}
, !- Vertex 8 Z-coordinate {m}
, !- Vertex 9 X-coordinate {m}
, !- Vertex 9 Y-coordinate {m}
, !- Vertex 9 Z-coordinate {m}
, !- Vertex 10 X-coordinate {m}
, !- Vertex 10 Y-coordinate {m}
, !- Vertex 10 Z-coordinate {m}
, !- Vertex 11 X-coordinate {m}
, !- Vertex 11 Y-coordinate {m}
, !- Vertex 11 Z-coordinate {m}
, !- Vertex 12 X-coordinate {m}
, !- Vertex 12 Y-coordinate {m}
, !- Vertex 12 Z-coordinate {m}
, !- Vertex 13 X-coordinate {m}
, !- Vertex 13 Y-coordinate {m}
, !- Vertex 13 Z-coordinate {m}
, !- Vertex 14 X-coordinate {m}
, !- Vertex 14 Y-coordinate {m}
, !- Vertex 14 Z-coordinate {m}
, !- Vertex 15 X-coordinate {m}
, !- Vertex 15 Y-coordinate {m}
, !- Vertex 15 Z-coordinate {m}
, !- Vertex 16 X-coordinate {m}
, !- Vertex 16 Y-coordinate {m}
, !- Vertex 16 Z-coordinate {m}
, !- Vertex 17 X-coordinate {m}
, !- Vertex 17 Y-coordinate {m}
, !- Vertex 17 Z-coordinate {m}
, !- Vertex 18 X-coordinate {m}
, !- Vertex 18 Y-coordinate {m}
, !- Vertex 18 Z-coordinate {m}
, !- Vertex 19 X-coordinate {m}
, !- Vertex 19 Y-coordinate {m}
, !- Vertex 19 Z-coordinate {m}
, !- Vertex 20 X-coordinate {m}
, !- Vertex 20 Y-coordinate {m}
; !- Vertex 20 Z-coordinate {m}
BuildingSurface:Detailed,
L1S1-Backstock_Srf_3, !- Name
Wall, !- Surface Type
Hole, !- Construction Name
L1S1-Backstock Thermal Zone, !- Zone Name
Surface, !- Outside Boundary Condition
L1S1-BeerCage_Srf_2, !- Outside Boundary Condition Object
NoSun, !- Sun Exposure
NoWind, !- Wind Exposure
, !- View Factor to Ground
4, !- Number of Vertices
46.421, !- Vertex 1 X-coordinate {m}
61.783, !- Vertex 1 Y-coordinate {m}
2.819, !- Vertex 1 Z-coordinate {m}
46.421, !- Vertex 2 X-coordinate {m}
61.783, !- Vertex 2 Y-coordinate {m}
2.134, !- Vertex 2 Z-coordinate {m}
46.421, !- Vertex 3 X-coordinate {m}
57.812, !- Vertex 3 Y-coordinate {m}
2.134, !- Vertex 3 Z-coordinate {m}
46.421, !- Vertex 4 X-coordinate {m}
57.812, !- Vertex 4 Y-coordinate {m}
2.819, !- Vertex 4 Z-coordinate {m}
, !- Vertex 5 X-coordinate {m}
, !- Vertex 5 Y-coordinate {m}
, !- Vertex 5 Z-coordinate {m}
, !- Vertex 6 X-coordinate {m}
, !- Vertex 6 Y-coordinate {m}
, !- Vertex 6 Z-coordinate {m}
, !- Vertex 7 X-coordinate {m}
, !- Vertex 7 Y-coordinate {m}
, !- Vertex 7 Z-coordinate {m}
, !- Vertex 8 X-coordinate {m}
, !- Vertex 8 Y-coordinate {m}
, !- Vertex 8 Z-coordinate {m}
, !- Vertex 9 X-coordinate {m}
, !- Vertex 9 Y-coordinate {m}
, !- Vertex 9 Z-coordinate {m}
, !- Vertex 10 X-coordinate {m}
, !- Vertex 10 Y-coordinate {m}
, !- Vertex 10 Z-coordinate {m}
, !- Vertex 11 X-coordinate {m}
, !- Vertex 11 Y-coordinate {m}
, !- Vertex 11 Z-coordinate {m}
, !- Vertex 12 X-coordinate {m}
, !- Vertex 12 Y-coordinate {m}
, !- Vertex 12 Z-coordinate {m}
, !- Vertex 13 X-coordinate {m}
, !- Vertex 13 Y-coordinate {m}
, !- Vertex 13 Z-coordinate {m}
, !- Vertex 14 X-coordinate {m}
, !- Vertex 14 Y-coordinate {m}
, !- Vertex 14 Z-coordinate {m}
, !- Vertex 15 X-coordinate {m}
, !- Vertex 15 Y-coordinate {m}
, !- Vertex 15 Z-coordinate {m}
, !- Vertex 16 X-coordinate {m}
, !- Vertex 16 Y-coordinate {m}
, !- Vertex 16 Z-coordinate {m}
, !- Vertex 17 X-coordinate {m}
, !- Vertex 17 Y-coordinate {m}
, !- Vertex 17 Z-coordinate {m}
, !- Vertex 18 X-coordinate {m}
, !- Vertex 18 Y-coordinate {m}
, !- Vertex 18 Z-coordinate {m}
, !- Vertex 19 X-coordinate {m}
, !- Vertex 19 Y-coordinate {m}
, !- Vertex 19 Z-coordinate {m}
, !- Vertex 20 X-coordinate {m}
, !- Vertex 20 Y-coordinate {m}
; !- Vertex 20 Z-coordinate {m}
BuildingSurface:Detailed,
L1S1-Backstock_Srf_4, !- Name
Wall, !- Surface Type
Wall_Exterior, !- Construction Name
L1S1-Backstock Thermal Zone, !- Zone Name
Outdoors, !- Outside Boundary Condition
, !- Outside Boundary Condition Object
SunExposed, !- Sun Exposure
WindExposed, !- Wind Exposure
, !- View Factor to Ground
4, !- Number of Vertices
46.421, !- Vertex 1 X-coordinate {m}
57.812, !- Vertex 1 Y-coordinate {m}
2.819, !- Vertex 1 Z-coordinate {m}
46.421, !- Vertex 2 X-coordinate {m}
57.812, !- Vertex 2 Y-coordinate {m}
2.134, !- Vertex 2 Z-coordinate {m}
49.53, !- Vertex 3 X-coordinate {m}
57.812, !- Vertex 3 Y-coordinate {m}
2.134, !- Vertex 3 Z-coordinate {m}
49.53, !- Vertex 4 X-coordinate {m}
57.812, !- Vertex 4 Y-coordinate {m}
2.819, !- Vertex 4 Z-coordinate {m}
, !- Vertex 5 X-coordinate {m}
, !- Vertex 5 Y-coordinate {m}
, !- Vertex 5 Z-coordinate {m}
, !- Vertex 6 X-coordinate {m}
, !- Vertex 6 Y-coordinate {m}
, !- Vertex 6 Z-coordinate {m}
, !- Vertex 7 X-coordinate {m}
, !- Vertex 7 Y-coordinate {m}
, !- Vertex 7 Z-coordinate {m}
, !- Vertex 8 X-coordinate {m}
, !- Vertex 8 Y-coordinate {m}
, !- Vertex 8 Z-coordinate {m}
, !- Vertex 9 X-coordinate {m}
, !- Vertex 9 Y-coordinate {m}
, !- Vertex 9 Z-coordinate {m}
, !- Vertex 10 X-coordinate {m}
, !- Vertex 10 Y-coordinate {m}
, !- Vertex 10 Z-coordinate {m}
, !- Vertex 11 X-coordinate {m}
, !- Vertex 11 Y-coordinate {m}
, !- Vertex 11 Z-coordinate {m}
, !- Vertex 12 X-coordinate {m}
, !- Vertex 12 Y-coordinate {m}
, !- Vertex 12 Z-coordinate {m}
, !- Vertex 13 X-coordinate {m}
, !- Vertex 13 Y-coordinate {m}
, !- Vertex 13 Z-coordinate {m}
, !- Vertex 14 X-coordinate {m}
, !- Vertex 14 Y-coordinate {m}
, !- Vertex 14 Z-coordinate {m}
, !- Vertex 15 X-coordinate {m}
, !- Vertex 15 Y-coordinate {m}
, !- Vertex 15 Z-coordinate {m}
, !- Vertex 16 X-coordinate {m}
, !- Vertex 16 Y-coordinate {m}
, !- Vertex 16 Z-coordinate {m}
, !- Vertex 17 X-coordinate {m}
, !- Vertex 17 Y-coordinate {m}
, !- Vertex 17 Z-coordinate {m}
, !- Vertex 18 X-coordinate {m}
, !- Vertex 18 Y-coordinate {m}
, !- Vertex 18 Z-coordinate {m}
, !- Vertex 19 X-coordinate {m}
, !- Vertex 19 Y-coordinate {m}
, !- Vertex 19 Z-coordinate {m}
, !- Vertex 20 X-coordinate {m}
, !- Vertex 20 Y-coordinate {m}
; !- Vertex 20 Z-coordinate {m}
BuildingSurface:Detailed,
L1S1-Backstock_Srf_5, !- Name
Wall, !- Surface Type
Wall_Exterior, !- Construction Name
L1S1-Backstock Thermal Zone, !- Zone Name
Outdoors, !- Outside Boundary Condition
, !- Outside Boundary Condition Object
SunExposed, !- Sun Exposure
WindExposed, !- Wind Exposure
, !- View Factor to Ground
4, !- Number of Vertices
49.53, !- Vertex 1 X-coordinate {m}
57.812, !- Vertex 1 Y-coordinate {m}
2.819, !- Vertex 1 Z-coordinate {m}
49.53, !- Vertex 2 X-coordinate {m}
57.812, !- Vertex 2 Y-coordinate {m}
2.134, !- Vertex 2 Z-coordinate {m}
50.688, !- Vertex 3 X-coordinate {m}
57.812, !- Vertex 3 Y-coordinate {m}
2.134, !- Vertex 3 Z-coordinate {m}
50.688, !- Vertex 4 X-coordinate {m}
57.812, !- Vertex 4 Y-coordinate {m}
2.819, !- Vertex 4 Z-coordinate {m}
, !- Vertex 5 X-coordinate {m}
, !- Vertex 5 Y-coordinate {m}
, !- Vertex 5 Z-coordinate {m}
, !- Vertex 6 X-coordinate {m}
, !- Vertex 6 Y-coordinate {m}
, !- Vertex 6 Z-coordinate {m}
, !- Vertex 7 X-coordinate {m}
, !- Vertex 7 Y-coordinate {m}
, !- Vertex 7 Z-coordinate {m}
, !- Vertex 8 X-coordinate {m}
, !- Vertex 8 Y-coordinate {m}
, !- Vertex 8 Z-coordinate {m}
, !- Vertex 9 X-coordinate {m}
, !- Vertex 9 Y-coordinate {m}
, !- Vertex 9 Z-coordinate {m}
, !- Vertex 10 X-coordinate {m}
, !- Vertex 10 Y-coordinate {m}
, !- Vertex 10 Z-coordinate {m}
, !- Vertex 11 X-coordinate {m}
, !- Vertex 11 Y-coordinate {m}
, !- Vertex 11 Z-coordinate {m}
, !- Vertex 12 X-coordinate {m}
, !- Vertex 12 Y-coordinate {m}
, !- Vertex 12 Z-coordinate {m}
, !- Vertex 13 X-coordinate {m}
, !- Vertex 13 Y-coordinate {m}
, !- Vertex 13 Z-coordinate {m}
, !- Vertex 14 X-coordinate {m}
, !- Vertex 14 Y-coordinate {m}
, !- Vertex 14 Z-coordinate {m}
, !- Vertex 15 X-coordinate {m}
, !- Vertex 15 Y-coordinate {m}
, !- Vertex 15 Z-coordinate {m}
, !- Vertex 16 X-coordinate {m}
, !- Vertex 16 Y-coordinate {m}
, !- Vertex 16 Z-coordinate {m}
, !- Vertex 17 X-coordinate {m}
, !- Vertex 17 Y-coordinate {m}
, !- Vertex 17 Z-coordinate {m}
, !- Vertex 18 X-coordinate {m}
, !- Vertex 18 Y-coordinate {m}
, !- Vertex 18 Z-coordinate {m}
, !- Vertex 19 X-coordinate {m}
, !- Vertex 19 Y-coordinate {m}
, !- Vertex 19 Z-coordinate {m}
, !- Vertex 20 X-coordinate {m}
, !- Vertex 20 Y-coordinate {m}
; !- Vertex 20 Z-coordinate {m}
BuildingSurface:Detailed,
L1S1-Backstock_Srf_6, !- Name
Wall, !- Surface Type
Hole, !- Construction Name
L1S1-Backstock Thermal Zone, !- Zone Name
Surface, !- Outside Boundary Condition
L1S1-SalesNorth_Srf_11, !- Outside Boundary Condition Object
NoSun, !- Sun Exposure
NoWind, !- Wind Exposure
, !- View Factor to Ground
4, !- Number of Vertices
50.688, !- Vertex 1 X-coordinate {m}
57.812, !- Vertex 1 Y-coordinate {m}
2.819, !- Vertex 1 Z-coordinate {m}
50.688, !- Vertex 2 X-coordinate {m}
57.812, !- Vertex 2 Y-coordinate {m}
2.134, !- Vertex 2 Z-coordinate {m}
50.688, !- Vertex 3 X-coordinate {m}
58.369, !- Vertex 3 Y-coordinate {m}
2.134, !- Vertex 3 Z-coordinate {m}
50.688, !- Vertex 4 X-coordinate {m}
58.369, !- Vertex 4 Y-coordinate {m}
2.819, !- Vertex 4 Z-coordinate {m}
, !- Vertex 5 X-coordinate {m}
, !- Vertex 5 Y-coordinate {m}
, !- Vertex 5 Z-coordinate {m}
, !- Vertex 6 X-coordinate {m}
, !- Vertex 6 Y-coordinate {m}
, !- Vertex 6 Z-coordinate {m}
, !- Vertex 7 X-coordinate {m}
, !- Vertex 7 Y-coordinate {m}
, !- Vertex 7 Z-coordinate {m}
, !- Vertex 8 X-coordinate {m}
, !- Vertex 8 Y-coordinate {m}
, !- Vertex 8 Z-coordinate {m}
, !- Vertex 9 X-coordinate {m}
, !- Vertex 9 Y-coordinate {m}
, !- Vertex 9 Z-coordinate {m}
, !- Vertex 10 X-coordinate {m}
, !- Vertex 10 Y-coordinate {m}
, !- Vertex 10 Z-coordinate {m}
, !- Vertex 11 X-coordinate {m}
, !- Vertex 11 Y-coordinate {m}
, !- Vertex 11 Z-coordinate {m}
, !- Vertex 12 X-coordinate {m}
, !- Vertex 12 Y-coordinate {m}
, !- Vertex 12 Z-coordinate {m}
, !- Vertex 13 X-coordinate {m}
, !- Vertex 13 Y-coordinate {m}
, !- Vertex 13 Z-coordinate {m}
, !- Vertex 14 X-coordinate {m}
, !- Vertex 14 Y-coordinate {m}
, !- Vertex 14 Z-coordinate {m}
, !- Vertex 15 X-coordinate {m}
, !- Vertex 15 Y-coordinate {m}
, !- Vertex 15 Z-coordinate {m}
, !- Vertex 16 X-coordinate {m}
, !- Vertex 16 Y-coordinate {m}
, !- Vertex 16 Z-coordinate {m}
, !- Vertex 17 X-coordinate {m}
, !- Vertex 17 Y-coordinate {m}
, !- Vertex 17 Z-coordinate {m}
, !- Vertex 18 X-coordinate {m}
, !- Vertex 18 Y-coordinate {m}
, !- Vertex 18 Z-coordinate {m}
, !- Vertex 19 X-coordinate {m}
, !- Vertex 19 Y-coordinate {m}
, !- Vertex 19 Z-coordinate {m}
, !- Vertex 20 X-coordinate {m}
, !- Vertex 20 Y-coordinate {m}
; !- Vertex 20 Z-coordinate {m}
BuildingSurface:Detailed,
L1S1-Backstock_Srf_7, !- Name
Roof, !- Surface Type
Roof_BOH, !- Construction Name
L1S1-Backstock Thermal Zone, !- Zone Name
Outdoors, !- Outside Boundary Condition
, !- Outside Boundary Condition Object
SunExposed, !- Sun Exposure
WindExposed, !- Wind Exposure
, !- View Factor to Ground
4, !- Number of Vertices
46.421, !- Vertex 1 X-coordinate {m}
61.783, !- Vertex 1 Y-coordinate {m}
2.819, !- Vertex 1 Z-coordinate {m}
46.421, !- Vertex 2 X-coordinate {m}
57.812, !- Vertex 2 Y-coordinate {m}
2.819, !- Vertex 2 Z-coordinate {m}
50.688, !- Vertex 3 X-coordinate {m}
57.812, !- Vertex 3 Y-coordinate {m}
2.819, !- Vertex 3 Z-coordinate {m}
50.688, !- Vertex 4 X-coordinate {m}
61.783, !- Vertex 4 Y-coordinate {m}
2.819, !- Vertex 4 Z-coordinate {m}
, !- Vertex 5 X-coordinate {m}
, !- Vertex 5 Y-coordinate {m}
, !- Vertex 5 Z-coordinate {m}
, !- Vertex 6 X-coordinate {m}
, !- Vertex 6 Y-coordinate {m}
, !- Vertex 6 Z-coordinate {m}
, !- Vertex 7 X-coordinate {m}
, !- Vertex 7 Y-coordinate {m}
, !- Vertex 7 Z-coordinate {m}
, !- Vertex 8 X-coordinate {m}
, !- Vertex 8 Y-coordinate {m}
, !- Vertex 8 Z-coordinate {m}
, !- Vertex 9 X-coordinate {m}
, !- Vertex 9 Y-coordinate {m}
, !- Vertex 9 Z-coordinate {m}
, !- Vertex 10 X-coordinate {m}
, !- Vertex 10 Y-coordinate {m}
, !- Vertex 10 Z-coordinate {m}
, !- Vertex 11 X-coordinate {m}
, !- Vertex 11 Y-coordinate {m}
, !- Vertex 11 Z-coordinate {m}
, !- Vertex 12 X-coordinate {m}
, !- Vertex 12 Y-coordinate {m}
, !- Vertex 12 Z-coordinate {m}
, !- Vertex 13 X-coordinate {m}
, !- Vertex 13 Y-coordinate {m}
, !- Vertex 13 Z-coordinate {m}
, !- Vertex 14 X-coordinate {m}
, !- Vertex 14 Y-coordinate {m}
, !- Vertex 14 Z-coordinate {m}
, !- Vertex 15 X-coordinate {m}
, !- Vertex 15 Y-coordinate {m}
, !- Vertex 15 Z-coordinate {m}
, !- Vertex 16 X-coordinate {m}
, !- Vertex 16 Y-coordinate {m}
, !- Vertex 16 Z-coordinate {m}
, !- Vertex 17 X-coordinate {m}
, !- Vertex 17 Y-coordinate {m}
, !- Vertex 17 Z-coordinate {m}
, !- Vertex 18 X-coordinate {m}
, !- Vertex 18 Y-coordinate {m}
, !- Vertex 18 Z-coordinate {m}
, !- Vertex 19 X-coordinate {m}
, !- Vertex 19 Y-coordinate {m}
, !- Vertex 19 Z-coordinate {m}
, !- Vertex 20 X-coordinate {m}
, !- Vertex 20 Y-coordinate {m}
; !- Vertex 20 Z-coordinate {m}
BuildingSurface:Detailed,
L1S1-BeerCage_Srf_0, !- Name
Floor, !- Surface Type
Hole, !- Construction Name
L1S1-BeerCage Thermal Zone, !- Zone Name
Surface, !- Outside Boundary Condition
L1-113-BeerCage_Srf_5, !- Outside Boundary Condition Object
NoSun, !- Sun Exposure
NoWind, !- Wind Exposure
, !- View Factor to Ground
4, !- Number of Vertices
46.421, !- Vertex 1 X-coordinate {m}
61.783, !- Vertex 1 Y-coordinate {m}
2.134, !- Vertex 1 Z-coordinate {m}
46.421, !- Vertex 2 X-coordinate {m}
57.812, !- Vertex 2 Y-coordinate {m}
2.134, !- Vertex 2 Z-coordinate {m}
44.444, !- Vertex 3 X-coordinate {m}
57.812, !- Vertex 3 Y-coordinate {m}
2.134, !- Vertex 3 Z-coordinate {m}
44.444, !- Vertex 4 X-coordinate {m}
61.783, !- Vertex 4 Y-coordinate {m}
2.134, !- Vertex 4 Z-coordinate {m}
, !- Vertex 5 X-coordinate {m}
, !- Vertex 5 Y-coordinate {m}
, !- Vertex 5 Z-coordinate {m}
, !- Vertex 6 X-coordinate {m}
, !- Vertex 6 Y-coordinate {m}
, !- Vertex 6 Z-coordinate {m}
, !- Vertex 7 X-coordinate {m}
, !- Vertex 7 Y-coordinate {m}
, !- Vertex 7 Z-coordinate {m}
, !- Vertex 8 X-coordinate {m}
, !- Vertex 8 Y-coordinate {m}
, !- Vertex 8 Z-coordinate {m}
, !- Vertex 9 X-coordinate {m}
, !- Vertex 9 Y-coordinate {m}
, !- Vertex 9 Z-coordinate {m}
, !- Vertex 10 X-coordinate {m}
, !- Vertex 10 Y-coordinate {m}
, !- Vertex 10 Z-coordinate {m}
, !- Vertex 11 X-coordinate {m}
, !- Vertex 11 Y-coordinate {m}
, !- Vertex 11 Z-coordinate {m}
, !- Vertex 12 X-coordinate {m}
, !- Vertex 12 Y-coordinate {m}
, !- Vertex 12 Z-coordinate {m}
, !- Vertex 13 X-coordinate {m}
, !- Vertex 13 Y-coordinate {m}
, !- Vertex 13 Z-coordinate {m}
, !- Vertex 14 X-coordinate {m}
, !- Vertex 14 Y-coordinate {m}
, !- Vertex 14 Z-coordinate {m}
, !- Vertex 15 X-coordinate {m}
, !- Vertex 15 Y-coordinate {m}
, !- Vertex 15 Z-coordinate {m}
, !- Vertex 16 X-coordinate {m}
, !- Vertex 16 Y-coordinate {m}
, !- Vertex 16 Z-coordinate {m}
, !- Vertex 17 X-coordinate {m}
, !- Vertex 17 Y-coordinate {m}
, !- Vertex 17 Z-coordinate {m}
, !- Vertex 18 X-coordinate {m}
, !- Vertex 18 Y-coordinate {m}
, !- Vertex 18 Z-coordinate {m}
, !- Vertex 19 X-coordinate {m}
, !- Vertex 19 Y-coordinate {m}
, !- Vertex 19 Z-coordinate {m}
, !- Vertex 20 X-coordinate {m}
, !- Vertex 20 Y-coordinate {m}
; !- Vertex 20 Z-coordinate {m}
BuildingSurface:Detailed,
L1S1-BeerCage_Srf_1, !- Name
Wall, !- Surface Type
Wall_Exterior, !- Construction Name
L1S1-BeerCage Thermal Zone, !- Zone Name
Outdoors, !- Outside Boundary Condition
, !- Outside Boundary Condition Object
SunExposed, !- Sun Exposure
WindExposed, !- Wind Exposure
, !- View Factor to Ground
4, !- Number of Vertices
44.444, !- Vertex 1 X-coordinate {m}
57.812, !- Vertex 1 Y-coordinate {m}
2.819, !- Vertex 1 Z-coordinate {m}
44.444, !- Vertex 2 X-coordinate {m}
57.812, !- Vertex 2 Y-coordinate {m}
2.134, !- Vertex 2 Z-coordinate {m}
46.421, !- Vertex 3 X-coordinate {m}
57.812, !- Vertex 3 Y-coordinate {m}
2.134, !- Vertex 3 Z-coordinate {m}
46.421, !- Vertex 4 X-coordinate {m}
57.812, !- Vertex 4 Y-coordinate {m}
2.819, !- Vertex 4 Z-coordinate {m}
, !- Vertex 5 X-coordinate {m}
, !- Vertex 5 Y-coordinate {m}
, !- Vertex 5 Z-coordinate {m}
, !- Vertex 6 X-coordinate {m}
, !- Vertex 6 Y-coordinate {m}
, !- Vertex 6 Z-coordinate {m}
, !- Vertex 7 X-coordinate {m}
, !- Vertex 7 Y-coordinate {m}
, !- Vertex 7 Z-coordinate {m}
, !- Vertex 8 X-coordinate {m}
, !- Vertex 8 Y-coordinate {m}
, !- Vertex 8 Z-coordinate {m}
, !- Vertex 9 X-coordinate {m}
, !- Vertex 9 Y-coordinate {m}
, !- Vertex 9 Z-coordinate {m}
, !- Vertex 10 X-coordinate {m}
, !- Vertex 10 Y-coordinate {m}
, !- Vertex 10 Z-coordinate {m}
, !- Vertex 11 X-coordinate {m}
, !- Vertex 11 Y-coordinate {m}
, !- Vertex 11 Z-coordinate {m}
, !- Vertex 12 X-coordinate {m}
, !- Vertex 12 Y-coordinate {m}
, !- Vertex 12 Z-coordinate {m}
, !- Vertex 13 X-coordinate {m}
, !- Vertex 13 Y-coordinate {m}
, !- Vertex 13 Z-coordinate {m}
, !- Vertex 14 X-coordinate {m}
, !- Vertex 14 Y-coordinate {m}
, !- Vertex 14 Z-coordinate {m}
, !- Vertex 15 X-coordinate {m}
, !- Vertex 15 Y-coordinate {m}
, !- Vertex 15 Z-coordinate {m}
, !- Vertex 16 X-coordinate {m}
, !- Vertex 16 Y-coordinate {m}
, !- Vertex 16 Z-coordinate {m}
, !- Vertex 17 X-coordinate {m}
, !- Vertex 17 Y-coordinate {m}
, !- Vertex 17 Z-coordinate {m}
, !- Vertex 18 X-coordinate {m}
, !- Vertex 18 Y-coordinate {m}
, !- Vertex 18 Z-coordinate {m}
, !- Vertex 19 X-coordinate {m}
, !- Vertex 19 Y-coordinate {m}
, !- Vertex 19 Z-coordinate {m}
, !- Vertex 20 X-coordinate {m}
, !- Vertex 20 Y-coordinate {m}
; !- Vertex 20 Z-coordinate {m}
BuildingSurface:Detailed,
L1S1-BeerCage_Srf_2, !- Name
Wall, !- Surface Type
Hole, !- Construction Name
L1S1-BeerCage Thermal Zone, !- Zone Name
Surface, !- Outside Boundary Condition
L1S1-Backstock_Srf_3, !- Outside Boundary Condition Object
NoSun, !- Sun Exposure
NoWind, !- Wind Exposure
, !- View Factor to Ground
4, !- Number of Vertices
46.421, !- Vertex 1 X-coordinate {m}
57.812, !- Vertex 1 Y-coordinate {m}
2.819, !- Vertex 1 Z-coordinate {m}
46.421, !- Vertex 2 X-coordinate {m}
57.812, !- Vertex 2 Y-coordinate {m}
2.134, !- Vertex 2 Z-coordinate {m}
46.421, !- Vertex 3 X-coordinate {m}
61.783, !- Vertex 3 Y-coordinate {m}
2.134, !- Vertex 3 Z-coordinate {m}
46.421, !- Vertex 4 X-coordinate {m}
61.783, !- Vertex 4 Y-coordinate {m}
2.819, !- Vertex 4 Z-coordinate {m}
, !- Vertex 5 X-coordinate {m}
, !- Vertex 5 Y-coordinate {m}
, !- Vertex 5 Z-coordinate {m}
, !- Vertex 6 X-coordinate {m}
, !- Vertex 6 Y-coordinate {m}
, !- Vertex 6 Z-coordinate {m}
, !- Vertex 7 X-coordinate {m}
, !- Vertex 7 Y-coordinate {m}
, !- Vertex 7 Z-coordinate {m}
, !- Vertex 8 X-coordinate {m}
, !- Vertex 8 Y-coordinate {m}
, !- Vertex 8 Z-coordinate {m}
, !- Vertex 9 X-coordinate {m}
, !- Vertex 9 Y-coordinate {m}
, !- Vertex 9 Z-coordinate {m}
, !- Vertex 10 X-coordinate {m}
, !- Vertex 10 Y-coordinate {m}
, !- Vertex 10 Z-coordinate {m}
, !- Vertex 11 X-coordinate {m}
, !- Vertex 11 Y-coordinate {m}
, !- Vertex 11 Z-coordinate {m}
, !- Vertex 12 X-coordinate {m}
, !- Vertex 12 Y-coordinate {m}
, !- Vertex 12 Z-coordinate {m}
, !- Vertex 13 X-coordinate {m}
, !- Vertex 13 Y-coordinate {m}
, !- Vertex 13 Z-coordinate {m}
, !- Vertex 14 X-coordinate {m}
, !- Vertex 14 Y-coordinate {m}
, !- Vertex 14 Z-coordinate {m}
, !- Vertex 15 X-coordinate {m}
, !- Vertex 15 Y-coordinate {m}
, !- Vertex 15 Z-coordinate {m}
, !- Vertex 16 X-coordinate {m}
, !- Vertex 16 Y-coordinate {m}
, !- Vertex 16 Z-coordinate {m}
, !- Vertex 17 X-coordinate {m}
, !- Vertex 17 Y-coordinate {m}
, !- Vertex 17 Z-coordinate {m}
, !- Vertex 18 X-coordinate {m}
, !- Vertex 18 Y-coordinate {m}
, !- Vertex 18 Z-coordinate {m}
, !- Vertex 19 X-coordinate {m}
, !- Vertex 19 Y-coordinate {m}
, !- Vertex 19 Z-coordinate {m}
, !- Vertex 20 X-coordinate {m}
, !- Vertex 20 Y-coordinate {m}
; !- Vertex 20 Z-coordinate {m}
BuildingSurface:Detailed,
L1S1-BeerCage_Srf_3, !- Name
Wall, !- Surface Type
Wall_Exterior, !- Construction Name
L1S1-BeerCage Thermal Zone, !- Zone Name
Outdoors, !- Outside Boundary Condition
, !- Outside Boundary Condition Object
SunExposed, !- Sun Exposure
WindExposed, !- Wind Exposure
, !- View Factor to Ground
4, !- Number of Vertices
46.421, !- Vertex 1 X-coordinate {m}
61.783, !- Vertex 1 Y-coordinate {m}
2.819, !- Vertex 1 Z-coordinate {m}
46.421, !- Vertex 2 X-coordinate {m}
61.783, !- Vertex 2 Y-coordinate {m}
2.134, !- Vertex 2 Z-coordinate {m}
44.444, !- Vertex 3 X-coordinate {m}
61.783, !- Vertex 3 Y-coordinate {m}
2.134, !- Vertex 3 Z-coordinate {m}
44.444, !- Vertex 4 X-coordinate {m}
61.783, !- Vertex 4 Y-coordinate {m}
2.819, !- Vertex 4 Z-coordinate {m}
, !- Vertex 5 X-coordinate {m}
, !- Vertex 5 Y-coordinate {m}
, !- Vertex 5 Z-coordinate {m}
, !- Vertex 6 X-coordinate {m}
, !- Vertex 6 Y-coordinate {m}
, !- Vertex 6 Z-coordinate {m}
, !- Vertex 7 X-coordinate {m}
, !- Vertex 7 Y-coordinate {m}
, !- Vertex 7 Z-coordinate {m}
, !- Vertex 8 X-coordinate {m}
, !- Vertex 8 Y-coordinate {m}
, !- Vertex 8 Z-coordinate {m}
, !- Vertex 9 X-coordinate {m}
, !- Vertex 9 Y-coordinate {m}
, !- Vertex 9 Z-coordinate {m}
, !- Vertex 10 X-coordinate {m}
, !- Vertex 10 Y-coordinate {m}
, !- Vertex 10 Z-coordinate {m}
, !- Vertex 11 X-coordinate {m}
, !- Vertex 11 Y-coordinate {m}
, !- Vertex 11 Z-coordinate {m}
, !- Vertex 12 X-coordinate {m}
, !- Vertex 12 Y-coordinate {m}
, !- Vertex 12 Z-coordinate {m}
, !- Vertex 13 X-coordinate {m}
, !- Vertex 13 Y-coordinate {m}
, !- Vertex 13 Z-coordinate {m}
, !- Vertex 14 X-coordinate {m}
, !- Vertex 14 Y-coordinate {m}
, !- Vertex 14 Z-coordinate {m}
, !- Vertex 15 X-coordinate {m}
, !- Vertex 15 Y-coordinate {m}
, !- Vertex 15 Z-coordinate {m}
, !- Vertex 16 X-coordinate {m}
, !- Vertex 16 Y-coordinate {m}
, !- Vertex 16 Z-coordinate {m}
, !- Vertex 17 X-coordinate {m}
, !- Vertex 17 Y-coordinate {m}
, !- Vertex 17 Z-coordinate {m}
, !- Vertex 18 X-coordinate {m}
, !- Vertex 18 Y-coordinate {m}
, !- Vertex 18 Z-coordinate {m}
, !- Vertex 19 X-coordinate {m}
, !- Vertex 19 Y-coordinate {m}
, !- Vertex 19 Z-coordinate {m}
, !- Vertex 20 X-coordinate {m}
, !- Vertex 20 Y-coordinate {m}
; !- Vertex 20 Z-coordinate {m}
BuildingSurface:Detailed,
L1S1-BeerCage_Srf_4, !- Name
Wall, !- Surface Type
Hole, !- Construction Name
L1S1-BeerCage Thermal Zone, !- Zone Name
Surface, !- Outside Boundary Condition
L1S1-DairyCooler_Srf_8, !- Outside Boundary Condition Object
NoSun, !- Sun Exposure
NoWind, !- Wind Exposure
, !- View Factor to Ground
4, !- Number of Vertices
44.444, !- Vertex 1 X-coordinate {m}
61.783, !- Vertex 1 Y-coordinate {m}
2.819, !- Vertex 1 Z-coordinate {m}
44.444, !- Vertex 2 X-coordinate {m}
61.783, !- Vertex 2 Y-coordinate {m}
2.134, !- Vertex 2 Z-coordinate {m}
44.444, !- Vertex 3 X-coordinate {m}
57.812, !- Vertex 3 Y-coordinate {m}
2.134, !- Vertex 3 Z-coordinate {m}
44.444, !- Vertex 4 X-coordinate {m}
57.812, !- Vertex 4 Y-coordinate {m}
2.819, !- Vertex 4 Z-coordinate {m}
, !- Vertex 5 X-coordinate {m}
, !- Vertex 5 Y-coordinate {m}
, !- Vertex 5 Z-coordinate {m}
, !- Vertex 6 X-coordinate {m}
, !- Vertex 6 Y-coordinate {m}
, !- Vertex 6 Z-coordinate {m}
, !- Vertex 7 X-coordinate {m}
, !- Vertex 7 Y-coordinate {m}
, !- Vertex 7 Z-coordinate {m}
, !- Vertex 8 X-coordinate {m}
, !- Vertex 8 Y-coordinate {m}
, !- Vertex 8 Z-coordinate {m}
, !- Vertex 9 X-coordinate {m}
, !- Vertex 9 Y-coordinate {m}
, !- Vertex 9 Z-coordinate {m}
, !- Vertex 10 X-coordinate {m}
, !- Vertex 10 Y-coordinate {m}
, !- Vertex 10 Z-coordinate {m}
, !- Vertex 11 X-coordinate {m}
, !- Vertex 11 Y-coordinate {m}
, !- Vertex 11 Z-coordinate {m}
, !- Vertex 12 X-coordinate {m}
, !- Vertex 12 Y-coordinate {m}
, !- Vertex 12 Z-coordinate {m}
, !- Vertex 13 X-coordinate {m}
, !- Vertex 13 Y-coordinate {m}
, !- Vertex 13 Z-coordinate {m}
, !- Vertex 14 X-coordinate {m}
, !- Vertex 14 Y-coordinate {m}
, !- Vertex 14 Z-coordinate {m}
, !- Vertex 15 X-coordinate {m}
, !- Vertex 15 Y-coordinate {m}
, !- Vertex 15 Z-coordinate {m}
, !- Vertex 16 X-coordinate {m}
, !- Vertex 16 Y-coordinate {m}
, !- Vertex 16 Z-coordinate {m}
, !- Vertex 17 X-coordinate {m}
, !- Vertex 17 Y-coordinate {m}
, !- Vertex 17 Z-coordinate {m}
, !- Vertex 18 X-coordinate {m}
, !- Vertex 18 Y-coordinate {m}
, !- Vertex 18 Z-coordinate {m}
, !- Vertex 19 X-coordinate {m}
, !- Vertex 19 Y-coordinate {m}
, !- Vertex 19 Z-coordinate {m}
, !- Vertex 20 X-coordinate {m}
, !- Vertex 20 Y-coordinate {m}
; !- Vertex 20 Z-coordinate {m}
BuildingSurface:Detailed,
L1S1-BeerCage_Srf_5, !- Name
Roof, !- Surface Type
Roof_BOH, !- Construction Name
L1S1-BeerCage Thermal Zone, !- Zone Name
Outdoors, !- Outside Boundary Condition
, !- Outside Boundary Condition Object
SunExposed, !- Sun Exposure
WindExposed, !- Wind Exposure
, !- View Factor to Ground
4, !- Number of Vertices
44.444, !- Vertex 1 X-coordinate {m}
61.783, !- Vertex 1 Y-coordinate {m}
2.819, !- Vertex 1 Z-coordinate {m}
44.444, !- Vertex 2 X-coordinate {m}
57.812, !- Vertex 2 Y-coordinate {m}
2.819, !- Vertex 2 Z-coordinate {m}
46.421, !- Vertex 3 X-coordinate {m}
57.812, !- Vertex 3 Y-coordinate {m}
2.819, !- Vertex 3 Z-coordinate {m}
46.421, !- Vertex 4 X-coordinate {m}
61.783, !- Vertex 4 Y-coordinate {m}
2.819, !- Vertex 4 Z-coordinate {m}
, !- Vertex 5 X-coordinate {m}
, !- Vertex 5 Y-coordinate {m}
, !- Vertex 5 Z-coordinate {m}
, !- Vertex 6 X-coordinate {m}
, !- Vertex 6 Y-coordinate {m}
, !- Vertex 6 Z-coordinate {m}
, !- Vertex 7 X-coordinate {m}
, !- Vertex 7 Y-coordinate {m}
, !- Vertex 7 Z-coordinate {m}
, !- Vertex 8 X-coordinate {m}
, !- Vertex 8 Y-coordinate {m}
, !- Vertex 8 Z-coordinate {m}
, !- Vertex 9 X-coordinate {m}
, !- Vertex 9 Y-coordinate {m}
, !- Vertex 9 Z-coordinate {m}
, !- Vertex 10 X-coordinate {m}
, !- Vertex 10 Y-coordinate {m}
, !- Vertex 10 Z-coordinate {m}
, !- Vertex 11 X-coordinate {m}
, !- Vertex 11 Y-coordinate {m}
, !- Vertex 11 Z-coordinate {m}
, !- Vertex 12 X-coordinate {m}
, !- Vertex 12 Y-coordinate {m}
, !- Vertex 12 Z-coordinate {m}
, !- Vertex 13 X-coordinate {m}
, !- Vertex 13 Y-coordinate {m}
, !- Vertex 13 Z-coordinate {m}
, !- Vertex 14 X-coordinate {m}
, !- Vertex 14 Y-coordinate {m}
, !- Vertex 14 Z-coordinate {m}
, !- Vertex 15 X-coordinate {m}
, !- Vertex 15 Y-coordinate {m}
, !- Vertex 15 Z-coordinate {m}
, !- Vertex 16 X-coordinate {m}
, !- Vertex 16 Y-coordinate {m}
, !- Vertex 16 Z-coordinate {m}
, !- Vertex 17 X-coordinate {m}
, !- Vertex 17 Y-coordinate {m}
, !- Vertex 17 Z-coordinate {m}
, !- Vertex 18 X-coordinate {m}
, !- Vertex 18 Y-coordinate {m}
, !- Vertex 18 Z-coordinate {m}
, !- Vertex 19 X-coordinate {m}
, !- Vertex 19 Y-coordinate {m}
, !- Vertex 19 Z-coordinate {m}
, !- Vertex 20 X-coordinate {m}
, !- Vertex 20 Y-coordinate {m}
; !- Vertex 20 Z-coordinate {m}
BuildingSurface:Detailed,
L1S1-Checkout_Srf_0, !- Name
Wall, !- Surface Type
Wall_Exterior, !- Construction Name
L1S1-Checkout Thermal Zone, !- Zone Name
Outdoors, !- Outside Boundary Condition
, !- Outside Boundary Condition Object
SunExposed, !- Sun Exposure
WindExposed, !- Wind Exposure
, !- View Factor to Ground
4, !- Number of Vertices
53.005, !- Vertex 1 X-coordinate {m}
31.364, !- Vertex 1 Y-coordinate {m}
2.819, !- Vertex 1 Z-coordinate {m}
53.005, !- Vertex 2 X-coordinate {m}
31.364, !- Vertex 2 Y-coordinate {m}
2.134, !- Vertex 2 Z-coordinate {m}
53.005, !- Vertex 3 X-coordinate {m}
28.164, !- Vertex 3 Y-coordinate {m}
2.134, !- Vertex 3 Z-coordinate {m}
53.005, !- Vertex 4 X-coordinate {m}
28.164, !- Vertex 4 Y-coordinate {m}
2.819, !- Vertex 4 Z-coordinate {m}
, !- Vertex 5 X-coordinate {m}
, !- Vertex 5 Y-coordinate {m}
, !- Vertex 5 Z-coordinate {m}
, !- Vertex 6 X-coordinate {m}
, !- Vertex 6 Y-coordinate {m}
, !- Vertex 6 Z-coordinate {m}
, !- Vertex 7 X-coordinate {m}
, !- Vertex 7 Y-coordinate {m}
, !- Vertex 7 Z-coordinate {m}
, !- Vertex 8 X-coordinate {m}
, !- Vertex 8 Y-coordinate {m}
, !- Vertex 8 Z-coordinate {m}
, !- Vertex 9 X-coordinate {m}
, !- Vertex 9 Y-coordinate {m}
, !- Vertex 9 Z-coordinate {m}
, !- Vertex 10 X-coordinate {m}
, !- Vertex 10 Y-coordinate {m}
, !- Vertex 10 Z-coordinate {m}
, !- Vertex 11 X-coordinate {m}
, !- Vertex 11 Y-coordinate {m}
, !- Vertex 11 Z-coordinate {m}
, !- Vertex 12 X-coordinate {m}
, !- Vertex 12 Y-coordinate {m}
, !- Vertex 12 Z-coordinate {m}
, !- Vertex 13 X-coordinate {m}
, !- Vertex 13 Y-coordinate {m}
, !- Vertex 13 Z-coordinate {m}
, !- Vertex 14 X-coordinate {m}
, !- Vertex 14 Y-coordinate {m}
, !- Vertex 14 Z-coordinate {m}
, !- Vertex 15 X-coordinate {m}
, !- Vertex 15 Y-coordinate {m}
, !- Vertex 15 Z-coordinate {m}
, !- Vertex 16 X-coordinate {m}
, !- Vertex 16 Y-coordinate {m}
, !- Vertex 16 Z-coordinate {m}
, !- Vertex 17 X-coordinate {m}
, !- Vertex 17 Y-coordinate {m}
, !- Vertex 17 Z-coordinate {m}
, !- Vertex 18 X-coordinate {m}
, !- Vertex 18 Y-coordinate {m}
, !- Vertex 18 Z-coordinate {m}
, !- Vertex 19 X-coordinate {m}
, !- Vertex 19 Y-coordinate {m}
, !- Vertex 19 Z-coordinate {m}
, !- Vertex 20 X-coordinate {m}
, !- Vertex 20 Y-coordinate {m}
; !- Vertex 20 Z-coordinate {m}
BuildingSurface:Detailed,
L1S1-Checkout_Srf_1, !- Name
Wall, !- Surface Type
Hole, !- Construction Name
L1S1-Checkout Thermal Zone, !- Zone Name
Surface, !- Outside Boundary Condition
L1S1-Produce_Srf_4, !- Outside Boundary Condition Object
NoSun, !- Sun Exposure
NoWind, !- Wind Exposure
, !- View Factor to Ground
4, !- Number of Vertices
53.005, !- Vertex 1 X-coordinate {m}
28.164, !- Vertex 1 Y-coordinate {m}
2.819, !- Vertex 1 Z-coordinate {m}
53.005, !- Vertex 2 X-coordinate {m}
28.164, !- Vertex 2 Y-coordinate {m}
2.134, !- Vertex 2 Z-coordinate {m}
52.182, !- Vertex 3 X-coordinate {m}
28.164, !- Vertex 3 Y-coordinate {m}
2.134, !- Vertex 3 Z-coordinate {m}
52.182, !- Vertex 4 X-coordinate {m}
28.164, !- Vertex 4 Y-coordinate {m}
2.819, !- Vertex 4 Z-coordinate {m}
, !- Vertex 5 X-coordinate {m}
, !- Vertex 5 Y-coordinate {m}
, !- Vertex 5 Z-coordinate {m}
, !- Vertex 6 X-coordinate {m}
, !- Vertex 6 Y-coordinate {m}
, !- Vertex 6 Z-coordinate {m}
, !- Vertex 7 X-coordinate {m}
, !- Vertex 7 Y-coordinate {m}
, !- Vertex 7 Z-coordinate {m}
, !- Vertex 8 X-coordinate {m}
, !- Vertex 8 Y-coordinate {m}
, !- Vertex 8 Z-coordinate {m}
, !- Vertex 9 X-coordinate {m}
, !- Vertex 9 Y-coordinate {m}
, !- Vertex 9 Z-coordinate {m}
, !- Vertex 10 X-coordinate {m}
, !- Vertex 10 Y-coordinate {m}
, !- Vertex 10 Z-coordinate {m}
, !- Vertex 11 X-coordinate {m}
, !- Vertex 11 Y-coordinate {m}
, !- Vertex 11 Z-coordinate {m}
, !- Vertex 12 X-coordinate {m}
, !- Vertex 12 Y-coordinate {m}
, !- Vertex 12 Z-coordinate {m}
, !- Vertex 13 X-coordinate {m}
, !- Vertex 13 Y-coordinate {m}
, !- Vertex 13 Z-coordinate {m}
, !- Vertex 14 X-coordinate {m}
, !- Vertex 14 Y-coordinate {m}
, !- Vertex 14 Z-coordinate {m}
, !- Vertex 15 X-coordinate {m}
, !- Vertex 15 Y-coordinate {m}
, !- Vertex 15 Z-coordinate {m}
, !- Vertex 16 X-coordinate {m}
, !- Vertex 16 Y-coordinate {m}
, !- Vertex 16 Z-coordinate {m}
, !- Vertex 17 X-coordinate {m}
, !- Vertex 17 Y-coordinate {m}
, !- Vertex 17 Z-coordinate {m}
, !- Vertex 18 X-coordinate {m}
, !- Vertex 18 Y-coordinate {m}
, !- Vertex 18 Z-coordinate {m}
, !- Vertex 19 X-coordinate {m}
, !- Vertex 19 Y-coordinate {m}
, !- Vertex 19 Z-coordinate {m}
, !- Vertex 20 X-coordinate {m}
, !- Vertex 20 Y-coordinate {m}
; !- Vertex 20 Z-coordinate {m}
BuildingSurface:Detailed,
L1S1-Checkout_Srf_10, !- Name
Wall, !- Surface Type
Wall_Exterior, !- Construction Name
L1S1-Checkout Thermal Zone, !- Zone Name
Outdoors, !- Outside Boundary Condition
, !- Outside Boundary Condition Object
SunExposed, !- Sun Exposure
WindExposed, !- Wind Exposure
, !- View Factor to Ground
4, !- Number of Vertices
70.439, !- Vertex 1 X-coordinate {m}
31.364, !- Vertex 1 Y-coordinate {m}
2.819, !- Vertex 1 Z-coordinate {m}
70.439, !- Vertex 2 X-coordinate {m}
31.364, !- Vertex 2 Y-coordinate {m}
2.134, !- Vertex 2 Z-coordinate {m}
53.005, !- Vertex 3 X-coordinate {m}
31.364, !- Vertex 3 Y-coordinate {m}
2.134, !- Vertex 3 Z-coordinate {m}
53.005, !- Vertex 4 X-coordinate {m}
31.364, !- Vertex 4 Y-coordinate {m}
2.819, !- Vertex 4 Z-coordinate {m}
, !- Vertex 5 X-coordinate {m}
, !- Vertex 5 Y-coordinate {m}
, !- Vertex 5 Z-coordinate {m}
, !- Vertex 6 X-coordinate {m}
, !- Vertex 6 Y-coordinate {m}
, !- Vertex 6 Z-coordinate {m}
, !- Vertex 7 X-coordinate {m}
, !- Vertex 7 Y-coordinate {m}
, !- Vertex 7 Z-coordinate {m}
, !- Vertex 8 X-coordinate {m}
, !- Vertex 8 Y-coordinate {m}
, !- Vertex 8 Z-coordinate {m}
, !- Vertex 9 X-coordinate {m}
, !- Vertex 9 Y-coordinate {m}
, !- Vertex 9 Z-coordinate {m}
, !- Vertex 10 X-coordinate {m}
, !- Vertex 10 Y-coordinate {m}
, !- Vertex 10 Z-coordinate {m}
, !- Vertex 11 X-coordinate {m}
, !- Vertex 11 Y-coordinate {m}
, !- Vertex 11 Z-coordinate {m}
, !- Vertex 12 X-coordinate {m}
, !- Vertex 12 Y-coordinate {m}
, !- Vertex 12 Z-coordinate {m}
, !- Vertex 13 X-coordinate {m}
, !- Vertex 13 Y-coordinate {m}
, !- Vertex 13 Z-coordinate {m}
, !- Vertex 14 X-coordinate {m}
, !- Vertex 14 Y-coordinate {m}
, !- Vertex 14 Z-coordinate {m}
, !- Vertex 15 X-coordinate {m}
, !- Vertex 15 Y-coordinate {m}
, !- Vertex 15 Z-coordinate {m}
, !- Vertex 16 X-coordinate {m}
, !- Vertex 16 Y-coordinate {m}
, !- Vertex 16 Z-coordinate {m}
, !- Vertex 17 X-coordinate {m}
, !- Vertex 17 Y-coordinate {m}
, !- Vertex 17 Z-coordinate {m}
, !- Vertex 18 X-coordinate {m}
, !- Vertex 18 Y-coordinate {m}
, !- Vertex 18 Z-coordinate {m}
, !- Vertex 19 X-coordinate {m}
, !- Vertex 19 Y-coordinate {m}
, !- Vertex 19 Z-coordinate {m}
, !- Vertex 20 X-coordinate {m}
, !- Vertex 20 Y-coordinate {m}
; !- Vertex 20 Z-coordinate {m}
BuildingSurface:Detailed,
L1S1-Checkout_Srf_2, !- Name
Wall, !- Surface Type
Hole, !- Construction Name
L1S1-Checkout Thermal Zone, !- Zone Name
Surface, !- Outside Boundary Condition
L1S1-Produce_Srf_5, !- Outside Boundary Condition Object
NoSun, !- Sun Exposure
NoWind, !- Wind Exposure
, !- View Factor to Ground
4, !- Number of Vertices
52.182, !- Vertex 1 X-coordinate {m}
28.164, !- Vertex 1 Y-coordinate {m}
2.819, !- Vertex 1 Z-coordinate {m}
52.182, !- Vertex 2 X-coordinate {m}
28.164, !- Vertex 2 Y-coordinate {m}
2.134, !- Vertex 2 Z-coordinate {m}
52.182, !- Vertex 3 X-coordinate {m}
26.949, !- Vertex 3 Y-coordinate {m}
2.134, !- Vertex 3 Z-coordinate {m}
52.182, !- Vertex 4 X-coordinate {m}
26.949, !- Vertex 4 Y-coordinate {m}
2.819, !- Vertex 4 Z-coordinate {m}
, !- Vertex 5 X-coordinate {m}
, !- Vertex 5 Y-coordinate {m}
, !- Vertex 5 Z-coordinate {m}
, !- Vertex 6 X-coordinate {m}
, !- Vertex 6 Y-coordinate {m}
, !- Vertex 6 Z-coordinate {m}
, !- Vertex 7 X-coordinate {m}
, !- Vertex 7 Y-coordinate {m}
, !- Vertex 7 Z-coordinate {m}
, !- Vertex 8 X-coordinate {m}
, !- Vertex 8 Y-coordinate {m}
, !- Vertex 8 Z-coordinate {m}
, !- Vertex 9 X-coordinate {m}
, !- Vertex 9 Y-coordinate {m}
, !- Vertex 9 Z-coordinate {m}
, !- Vertex 10 X-coordinate {m}
, !- Vertex 10 Y-coordinate {m}
, !- Vertex 10 Z-coordinate {m}
, !- Vertex 11 X-coordinate {m}
, !- Vertex 11 Y-coordinate {m}
, !- Vertex 11 Z-coordinate {m}
, !- Vertex 12 X-coordinate {m}
, !- Vertex 12 Y-coordinate {m}
, !- Vertex 12 Z-coordinate {m}
, !- Vertex 13 X-coordinate {m}
, !- Vertex 13 Y-coordinate {m}
, !- Vertex 13 Z-coordinate {m}
, !- Vertex 14 X-coordinate {m}
, !- Vertex 14 Y-coordinate {m}
, !- Vertex 14 Z-coordinate {m}
, !- Vertex 15 X-coordinate {m}
, !- Vertex 15 Y-coordinate {m}
, !- Vertex 15 Z-coordinate {m}
, !- Vertex 16 X-coordinate {m}
, !- Vertex 16 Y-coordinate {m}
, !- Vertex 16 Z-coordinate {m}
, !- Vertex 17 X-coordinate {m}
, !- Vertex 17 Y-coordinate {m}
, !- Vertex 17 Z-coordinate {m}
, !- Vertex 18 X-coordinate {m}
, !- Vertex 18 Y-coordinate {m}
, !- Vertex 18 Z-coordinate {m}
, !- Vertex 19 X-coordinate {m}
, !- Vertex 19 Y-coordinate {m}
, !- Vertex 19 Z-coordinate {m}
, !- Vertex 20 X-coordinate {m}
, !- Vertex 20 Y-coordinate {m}
; !- Vertex 20 Z-coordinate {m}
BuildingSurface:Detailed,
L1S1-Checkout_Srf_3, !- Name
Wall, !- Surface Type
Hole, !- Construction Name
L1S1-Checkout Thermal Zone, !- Zone Name
Surface, !- Outside Boundary Condition
L1S1-Produce_Srf_8, !- Outside Boundary Condition Object
NoSun, !- Sun Exposure
NoWind, !- Wind Exposure
, !- View Factor to Ground
4, !- Number of Vertices
52.182, !- Vertex 1 X-coordinate {m}
26.949, !- Vertex 1 Y-coordinate {m}
2.819, !- Vertex 1 Z-coordinate {m}
52.182, !- Vertex 2 X-coordinate {m}
26.949, !- Vertex 2 Y-coordinate {m}
2.134, !- Vertex 2 Z-coordinate {m}
52.192, !- Vertex 3 X-coordinate {m}
25.878, !- Vertex 3 Y-coordinate {m}
2.134, !- Vertex 3 Z-coordinate {m}
52.192, !- Vertex 4 X-coordinate {m}
25.878, !- Vertex 4 Y-coordinate {m}
2.819, !- Vertex 4 Z-coordinate {m}
, !- Vertex 5 X-coordinate {m}
, !- Vertex 5 Y-coordinate {m}
, !- Vertex 5 Z-coordinate {m}
, !- Vertex 6 X-coordinate {m}
, !- Vertex 6 Y-coordinate {m}
, !- Vertex 6 Z-coordinate {m}
, !- Vertex 7 X-coordinate {m}
, !- Vertex 7 Y-coordinate {m}
, !- Vertex 7 Z-coordinate {m}
, !- Vertex 8 X-coordinate {m}
, !- Vertex 8 Y-coordinate {m}
, !- Vertex 8 Z-coordinate {m}
, !- Vertex 9 X-coordinate {m}
, !- Vertex 9 Y-coordinate {m}
, !- Vertex 9 Z-coordinate {m}
, !- Vertex 10 X-coordinate {m}
, !- Vertex 10 Y-coordinate {m}
, !- Vertex 10 Z-coordinate {m}
, !- Vertex 11 X-coordinate {m}
, !- Vertex 11 Y-coordinate {m}
, !- Vertex 11 Z-coordinate {m}
, !- Vertex 12 X-coordinate {m}
, !- Vertex 12 Y-coordinate {m}
, !- Vertex 12 Z-coordinate {m}
, !- Vertex 13 X-coordinate {m}
, !- Vertex 13 Y-coordinate {m}
, !- Vertex 13 Z-coordinate {m}
, !- Vertex 14 X-coordinate {m}
, !- Vertex 14 Y-coordinate {m}
, !- Vertex 14 Z-coordinate {m}
, !- Vertex 15 X-coordinate {m}
, !- Vertex 15 Y-coordinate {m}
, !- Vertex 15 Z-coordinate {m}
, !- Vertex 16 X-coordinate {m}
, !- Vertex 16 Y-coordinate {m}
, !- Vertex 16 Z-coordinate {m}
, !- Vertex 17 X-coordinate {m}
, !- Vertex 17 Y-coordinate {m}
, !- Vertex 17 Z-coordinate {m}
, !- Vertex 18 X-coordinate {m}
, !- Vertex 18 Y-coordinate {m}
, !- Vertex 18 Z-coordinate {m}
, !- Vertex 19 X-coordinate {m}
, !- Vertex 19 Y-coordinate {m}
, !- Vertex 19 Z-coordinate {m}
, !- Vertex 20 X-coordinate {m}
, !- Vertex 20 Y-coordinate {m}
; !- Vertex 20 Z-coordinate {m}
BuildingSurface:Detailed,
L1S1-Checkout_Srf_4, !- Name
Wall, !- Surface Type
Hole, !- Construction Name
L1S1-Checkout Thermal Zone, !- Zone Name
Surface, !- Outside Boundary Condition
L1S1-Coffee_Srf_1, !- Outside Boundary Condition Object
NoSun, !- Sun Exposure
NoWind, !- Wind Exposure
, !- View Factor to Ground
4, !- Number of Vertices
70.439, !- Vertex 1 X-coordinate {m}
26.949, !- Vertex 1 Y-coordinate {m}
2.819, !- Vertex 1 Z-coordinate {m}
70.439, !- Vertex 2 X-coordinate {m}
26.949, !- Vertex 2 Y-coordinate {m}
2.134, !- Vertex 2 Z-coordinate {m}
70.439, !- Vertex 3 X-coordinate {m}
31.364, !- Vertex 3 Y-coordinate {m}
2.134, !- Vertex 3 Z-coordinate {m}
70.439, !- Vertex 4 X-coordinate {m}
31.364, !- Vertex 4 Y-coordinate {m}
2.819, !- Vertex 4 Z-coordinate {m}
, !- Vertex 5 X-coordinate {m}
, !- Vertex 5 Y-coordinate {m}
, !- Vertex 5 Z-coordinate {m}
, !- Vertex 6 X-coordinate {m}
, !- Vertex 6 Y-coordinate {m}
, !- Vertex 6 Z-coordinate {m}
, !- Vertex 7 X-coordinate {m}
, !- Vertex 7 Y-coordinate {m}
, !- Vertex 7 Z-coordinate {m}
, !- Vertex 8 X-coordinate {m}
, !- Vertex 8 Y-coordinate {m}
, !- Vertex 8 Z-coordinate {m}
, !- Vertex 9 X-coordinate {m}
, !- Vertex 9 Y-coordinate {m}
, !- Vertex 9 Z-coordinate {m}
, !- Vertex 10 X-coordinate {m}
, !- Vertex 10 Y-coordinate {m}
, !- Vertex 10 Z-coordinate {m}
, !- Vertex 11 X-coordinate {m}
, !- Vertex 11 Y-coordinate {m}
, !- Vertex 11 Z-coordinate {m}
, !- Vertex 12 X-coordinate {m}
, !- Vertex 12 Y-coordinate {m}
, !- Vertex 12 Z-coordinate {m}
, !- Vertex 13 X-coordinate {m}
, !- Vertex 13 Y-coordinate {m}
, !- Vertex 13 Z-coordinate {m}
, !- Vertex 14 X-coordinate {m}
, !- Vertex 14 Y-coordinate {m}
, !- Vertex 14 Z-coordinate {m}
, !- Vertex 15 X-coordinate {m}
, !- Vertex 15 Y-coordinate {m}
, !- Vertex 15 Z-coordinate {m}
, !- Vertex 16 X-coordinate {m}
, !- Vertex 16 Y-coordinate {m}
, !- Vertex 16 Z-coordinate {m}
, !- Vertex 17 X-coordinate {m}
, !- Vertex 17 Y-coordinate {m}
, !- Vertex 17 Z-coordinate {m}
, !- Vertex 18 X-coordinate {m}
, !- Vertex 18 Y-coordinate {m}
, !- Vertex 18 Z-coordinate {m}
, !- Vertex 19 X-coordinate {m}
, !- Vertex 19 Y-coordinate {m}
, !- Vertex 19 Z-coordinate {m}
, !- Vertex 20 X-coordinate {m}
, !- Vertex 20 Y-coordinate {m}
; !- Vertex 20 Z-coordinate {m}
BuildingSurface:Detailed,
L1S1-Checkout_Srf_5, !- Name
Wall, !- Surface Type
Hole, !- Construction Name
L1S1-Checkout Thermal Zone, !- Zone Name
Surface, !- Outside Boundary Condition
L1S1-Coffee_Srf_7, !- Outside Boundary Condition Object
NoSun, !- Sun Exposure
NoWind, !- Wind Exposure
, !- View Factor to Ground
4, !- Number of Vertices
71.841, !- Vertex 1 X-coordinate {m}
25.878, !- Vertex 1 Y-coordinate {m}
2.819, !- Vertex 1 Z-coordinate {m}
71.841, !- Vertex 2 X-coordinate {m}
25.878, !- Vertex 2 Y-coordinate {m}
2.134, !- Vertex 2 Z-coordinate {m}
71.841, !- Vertex 3 X-coordinate {m}
26.949, !- Vertex 3 Y-coordinate {m}
2.134, !- Vertex 3 Z-coordinate {m}
71.841, !- Vertex 4 X-coordinate {m}
26.949, !- Vertex 4 Y-coordinate {m}
2.819, !- Vertex 4 Z-coordinate {m}
, !- Vertex 5 X-coordinate {m}
, !- Vertex 5 Y-coordinate {m}
, !- Vertex 5 Z-coordinate {m}
, !- Vertex 6 X-coordinate {m}
, !- Vertex 6 Y-coordinate {m}
, !- Vertex 6 Z-coordinate {m}
, !- Vertex 7 X-coordinate {m}
, !- Vertex 7 Y-coordinate {m}
, !- Vertex 7 Z-coordinate {m}
, !- Vertex 8 X-coordinate {m}
, !- Vertex 8 Y-coordinate {m}
, !- Vertex 8 Z-coordinate {m}
, !- Vertex 9 X-coordinate {m}
, !- Vertex 9 Y-coordinate {m}
, !- Vertex 9 Z-coordinate {m}
, !- Vertex 10 X-coordinate {m}
, !- Vertex 10 Y-coordinate {m}
, !- Vertex 10 Z-coordinate {m}
, !- Vertex 11 X-coordinate {m}
, !- Vertex 11 Y-coordinate {m}
, !- Vertex 11 Z-coordinate {m}
, !- Vertex 12 X-coordinate {m}
, !- Vertex 12 Y-coordinate {m}
, !- Vertex 12 Z-coordinate {m}
, !- Vertex 13 X-coordinate {m}
, !- Vertex 13 Y-coordinate {m}
, !- Vertex 13 Z-coordinate {m}
, !- Vertex 14 X-coordinate {m}
, !- Vertex 14 Y-coordinate {m}
, !- Vertex 14 Z-coordinate {m}
, !- Vertex 15 X-coordinate {m}
, !- Vertex 15 Y-coordinate {m}
, !- Vertex 15 Z-coordinate {m}
, !- Vertex 16 X-coordinate {m}
, !- Vertex 16 Y-coordinate {m}
, !- Vertex 16 Z-coordinate {m}
, !- Vertex 17 X-coordinate {m}
, !- Vertex 17 Y-coordinate {m}
, !- Vertex 17 Z-coordinate {m}
, !- Vertex 18 X-coordinate {m}
, !- Vertex 18 Y-coordinate {m}
, !- Vertex 18 Z-coordinate {m}
, !- Vertex 19 X-coordinate {m}
, !- Vertex 19 Y-coordinate {m}
, !- Vertex 19 Z-coordinate {m}
, !- Vertex 20 X-coordinate {m}
, !- Vertex 20 Y-coordinate {m}
; !- Vertex 20 Z-coordinate {m}
BuildingSurface:Detailed,
L1S1-Checkout_Srf_6, !- Name
Wall, !- Surface Type
Hole, !- Construction Name
L1S1-Checkout Thermal Zone, !- Zone Name
Surface, !- Outside Boundary Condition
L1S1-Coffee_Srf_2, !- Outside Boundary Condition Object
NoSun, !- Sun Exposure
NoWind, !- Wind Exposure
, !- View Factor to Ground
4, !- Number of Vertices
71.841, !- Vertex 1 X-coordinate {m}
26.949, !- Vertex 1 Y-coordinate {m}
2.819, !- Vertex 1 Z-coordinate {m}
71.841, !- Vertex 2 X-coordinate {m}
26.949, !- Vertex 2 Y-coordinate {m}
2.134, !- Vertex 2 Z-coordinate {m}
70.439, !- Vertex 3 X-coordinate {m}
26.949, !- Vertex 3 Y-coordinate {m}
2.134, !- Vertex 3 Z-coordinate {m}
70.439, !- Vertex 4 X-coordinate {m}
26.949, !- Vertex 4 Y-coordinate {m}
2.819, !- Vertex 4 Z-coordinate {m}
, !- Vertex 5 X-coordinate {m}
, !- Vertex 5 Y-coordinate {m}
, !- Vertex 5 Z-coordinate {m}
, !- Vertex 6 X-coordinate {m}
, !- Vertex 6 Y-coordinate {m}
, !- Vertex 6 Z-coordinate {m}
, !- Vertex 7 X-coordinate {m}
, !- Vertex 7 Y-coordinate {m}
, !- Vertex 7 Z-coordinate {m}
, !- Vertex 8 X-coordinate {m}
, !- Vertex 8 Y-coordinate {m}
, !- Vertex 8 Z-coordinate {m}
, !- Vertex 9 X-coordinate {m}
, !- Vertex 9 Y-coordinate {m}
, !- Vertex 9 Z-coordinate {m}
, !- Vertex 10 X-coordinate {m}
, !- Vertex 10 Y-coordinate {m}
, !- Vertex 10 Z-coordinate {m}
, !- Vertex 11 X-coordinate {m}
, !- Vertex 11 Y-coordinate {m}
, !- Vertex 11 Z-coordinate {m}
, !- Vertex 12 X-coordinate {m}
, !- Vertex 12 Y-coordinate {m}
, !- Vertex 12 Z-coordinate {m}
, !- Vertex 13 X-coordinate {m}
, !- Vertex 13 Y-coordinate {m}
, !- Vertex 13 Z-coordinate {m}
, !- Vertex 14 X-coordinate {m}
, !- Vertex 14 Y-coordinate {m}
, !- Vertex 14 Z-coordinate {m}
, !- Vertex 15 X-coordinate {m}
, !- Vertex 15 Y-coordinate {m}
, !- Vertex 15 Z-coordinate {m}
, !- Vertex 16 X-coordinate {m}
, !- Vertex 16 Y-coordinate {m}
, !- Vertex 16 Z-coordinate {m}
, !- Vertex 17 X-coordinate {m}
, !- Vertex 17 Y-coordinate {m}
, !- Vertex 17 Z-coordinate {m}
, !- Vertex 18 X-coordinate {m}
, !- Vertex 18 Y-coordinate {m}
, !- Vertex 18 Z-coordinate {m}
, !- Vertex 19 X-coordinate {m}
, !- Vertex 19 Y-coordinate {m}
, !- Vertex 19 Z-coordinate {m}
, !- Vertex 20 X-coordinate {m}
, !- Vertex 20 Y-coordinate {m}
; !- Vertex 20 Z-coordinate {m}
BuildingSurface:Detailed,
L1S1-Checkout_Srf_7, !- Name
Wall, !- Surface Type
Wall_Exterior, !- Construction Name
L1S1-Checkout Thermal Zone, !- Zone Name
Outdoors, !- Outside Boundary Condition
, !- Outside Boundary Condition Object
SunExposed, !- Sun Exposure
WindExposed, !- Wind Exposure
, !- View Factor to Ground
4, !- Number of Vertices
52.192, !- Vertex 1 X-coordinate {m}
25.878, !- Vertex 1 Y-coordinate {m}
2.819, !- Vertex 1 Z-coordinate {m}
52.192, !- Vertex 2 X-coordinate {m}
25.878, !- Vertex 2 Y-coordinate {m}
2.134, !- Vertex 2 Z-coordinate {m}
71.841, !- Vertex 3 X-coordinate {m}
25.878, !- Vertex 3 Y-coordinate {m}
2.134, !- Vertex 3 Z-coordinate {m}
71.841, !- Vertex 4 X-coordinate {m}
25.878, !- Vertex 4 Y-coordinate {m}
2.819, !- Vertex 4 Z-coordinate {m}
, !- Vertex 5 X-coordinate {m}
, !- Vertex 5 Y-coordinate {m}
, !- Vertex 5 Z-coordinate {m}
, !- Vertex 6 X-coordinate {m}
, !- Vertex 6 Y-coordinate {m}
, !- Vertex 6 Z-coordinate {m}
, !- Vertex 7 X-coordinate {m}
, !- Vertex 7 Y-coordinate {m}
, !- Vertex 7 Z-coordinate {m}
, !- Vertex 8 X-coordinate {m}
, !- Vertex 8 Y-coordinate {m}
, !- Vertex 8 Z-coordinate {m}
, !- Vertex 9 X-coordinate {m}
, !- Vertex 9 Y-coordinate {m}
, !- Vertex 9 Z-coordinate {m}
, !- Vertex 10 X-coordinate {m}
, !- Vertex 10 Y-coordinate {m}
, !- Vertex 10 Z-coordinate {m}
, !- Vertex 11 X-coordinate {m}
, !- Vertex 11 Y-coordinate {m}
, !- Vertex 11 Z-coordinate {m}
, !- Vertex 12 X-coordinate {m}
, !- Vertex 12 Y-coordinate {m}
, !- Vertex 12 Z-coordinate {m}
, !- Vertex 13 X-coordinate {m}
, !- Vertex 13 Y-coordinate {m}
, !- Vertex 13 Z-coordinate {m}
, !- Vertex 14 X-coordinate {m}
, !- Vertex 14 Y-coordinate {m}
, !- Vertex 14 Z-coordinate {m}
, !- Vertex 15 X-coordinate {m}
, !- Vertex 15 Y-coordinate {m}
, !- Vertex 15 Z-coordinate {m}
, !- Vertex 16 X-coordinate {m}
, !- Vertex 16 Y-coordinate {m}
, !- Vertex 16 Z-coordinate {m}
, !- Vertex 17 X-coordinate {m}
, !- Vertex 17 Y-coordinate {m}
, !- Vertex 17 Z-coordinate {m}
, !- Vertex 18 X-coordinate {m}
, !- Vertex 18 Y-coordinate {m}
, !- Vertex 18 Z-coordinate {m}
, !- Vertex 19 X-coordinate {m}
, !- Vertex 19 Y-coordinate {m}
, !- Vertex 19 Z-coordinate {m}
, !- Vertex 20 X-coordinate {m}
, !- Vertex 20 Y-coordinate {m}
; !- Vertex 20 Z-coordinate {m}
BuildingSurface:Detailed,
L1S1-Checkout_Srf_8, !- Name
Floor, !- Surface Type
Hole, !- Construction Name
L1S1-Checkout Thermal Zone, !- Zone Name
outdoors, !- Outside Boundary Condition
, !- Outside Boundary Condition Object
SunExposed, !- Sun Exposure
WindExposed, !- Wind Exposure
, !- View Factor to Ground
9, !- Number of Vertices
70.439, !- Vertex 1 X-coordinate {m}
31.364, !- Vertex 1 Y-coordinate {m}
2.134, !- Vertex 1 Z-coordinate {m}
70.439, !- Vertex 2 X-coordinate {m}
26.949, !- Vertex 2 Y-coordinate {m}
2.134, !- Vertex 2 Z-coordinate {m}
71.841, !- Vertex 3 X-coordinate {m}
26.949, !- Vertex 3 Y-coordinate {m}
2.134, !- Vertex 3 Z-coordinate {m}
71.841, !- Vertex 4 X-coordinate {m}
25.878, !- Vertex 4 Y-coordinate {m}
2.134, !- Vertex 4 Z-coordinate {m}
52.192, !- Vertex 5 X-coordinate {m}
25.878, !- Vertex 5 Y-coordinate {m}
2.134, !- Vertex 5 Z-coordinate {m}
52.182, !- Vertex 6 X-coordinate {m}
26.949, !- Vertex 6 Y-coordinate {m}
2.134, !- Vertex 6 Z-coordinate {m}
52.182, !- Vertex 7 X-coordinate {m}
28.164, !- Vertex 7 Y-coordinate {m}
2.134, !- Vertex 7 Z-coordinate {m}
53.005, !- Vertex 8 X-coordinate {m}
28.164, !- Vertex 8 Y-coordinate {m}
2.134, !- Vertex 8 Z-coordinate {m}
53.005, !- Vertex 9 X-coordinate {m}
31.364, !- Vertex 9 Y-coordinate {m}
2.134, !- Vertex 9 Z-coordinate {m}
, !- Vertex 10 X-coordinate {m}
, !- Vertex 10 Y-coordinate {m}
, !- Vertex 10 Z-coordinate {m}
, !- Vertex 11 X-coordinate {m}
, !- Vertex 11 Y-coordinate {m}
, !- Vertex 11 Z-coordinate {m}
, !- Vertex 12 X-coordinate {m}
, !- Vertex 12 Y-coordinate {m}
, !- Vertex 12 Z-coordinate {m}
, !- Vertex 13 X-coordinate {m}
, !- Vertex 13 Y-coordinate {m}
, !- Vertex 13 Z-coordinate {m}
, !- Vertex 14 X-coordinate {m}
, !- Vertex 14 Y-coordinate {m}
, !- Vertex 14 Z-coordinate {m}
, !- Vertex 15 X-coordinate {m}
, !- Vertex 15 Y-coordinate {m}
, !- Vertex 15 Z-coordinate {m}
, !- Vertex 16 X-coordinate {m}
, !- Vertex 16 Y-coordinate {m}
, !- Vertex 16 Z-coordinate {m}
, !- Vertex 17 X-coordinate {m}
, !- Vertex 17 Y-coordinate {m}
, !- Vertex 17 Z-coordinate {m}
, !- Vertex 18 X-coordinate {m}
, !- Vertex 18 Y-coordinate {m}
, !- Vertex 18 Z-coordinate {m}
, !- Vertex 19 X-coordinate {m}
, !- Vertex 19 Y-coordinate {m}
, !- Vertex 19 Z-coordinate {m}
, !- Vertex 20 X-coordinate {m}
, !- Vertex 20 Y-coordinate {m}
; !- Vertex 20 Z-coordinate {m}
BuildingSurface:Detailed,
L1S1-Checkout_Srf_9, !- Name
Ceiling, !- Surface Type
Hole, !- Construction Name
L1S1-Checkout Thermal Zone, !- Zone Name
Surface, !- Outside Boundary Condition
L1S2-Checkout_Srf_3, !- Outside Boundary Condition Object
NoSun, !- Sun Exposure
NoWind, !- Wind Exposure
, !- View Factor to Ground
9, !- Number of Vertices
53.005, !- Vertex 1 X-coordinate {m}
31.364, !- Vertex 1 Y-coordinate {m}
2.819, !- Vertex 1 Z-coordinate {m}
53.005, !- Vertex 2 X-coordinate {m}
28.164, !- Vertex 2 Y-coordinate {m}
2.819, !- Vertex 2 Z-coordinate {m}
52.182, !- Vertex 3 X-coordinate {m}
28.164, !- Vertex 3 Y-coordinate {m}
2.819, !- Vertex 3 Z-coordinate {m}
52.182, !- Vertex 4 X-coordinate {m}
26.949, !- Vertex 4 Y-coordinate {m}
2.819, !- Vertex 4 Z-coordinate {m}
52.192, !- Vertex 5 X-coordinate {m}
25.878, !- Vertex 5 Y-coordinate {m}
2.819, !- Vertex 5 Z-coordinate {m}
71.841, !- Vertex 6 X-coordinate {m}
25.878, !- Vertex 6 Y-coordinate {m}
2.819, !- Vertex 6 Z-coordinate {m}
71.841, !- Vertex 7 X-coordinate {m}
26.949, !- Vertex 7 Y-coordinate {m}
2.819, !- Vertex 7 Z-coordinate {m}
70.439, !- Vertex 8 X-coordinate {m}
26.949, !- Vertex 8 Y-coordinate {m}
2.819, !- Vertex 8 Z-coordinate {m}
70.439, !- Vertex 9 X-coordinate {m}
31.364, !- Vertex 9 Y-coordinate {m}
2.819, !- Vertex 9 Z-coordinate {m}
, !- Vertex 10 X-coordinate {m}
, !- Vertex 10 Y-coordinate {m}
, !- Vertex 10 Z-coordinate {m}
, !- Vertex 11 X-coordinate {m}
, !- Vertex 11 Y-coordinate {m}
, !- Vertex 11 Z-coordinate {m}
, !- Vertex 12 X-coordinate {m}
, !- Vertex 12 Y-coordinate {m}
, !- Vertex 12 Z-coordinate {m}
, !- Vertex 13 X-coordinate {m}
, !- Vertex 13 Y-coordinate {m}
, !- Vertex 13 Z-coordinate {m}
, !- Vertex 14 X-coordinate {m}
, !- Vertex 14 Y-coordinate {m}
, !- Vertex 14 Z-coordinate {m}
, !- Vertex 15 X-coordinate {m}
, !- Vertex 15 Y-coordinate {m}
, !- Vertex 15 Z-coordinate {m}
, !- Vertex 16 X-coordinate {m}
, !- Vertex 16 Y-coordinate {m}
, !- Vertex 16 Z-coordinate {m}
, !- Vertex 17 X-coordinate {m}
, !- Vertex 17 Y-coordinate {m}
, !- Vertex 17 Z-coordinate {m}
, !- Vertex 18 X-coordinate {m}
, !- Vertex 18 Y-coordinate {m}
, !- Vertex 18 Z-coordinate {m}
, !- Vertex 19 X-coordinate {m}
, !- Vertex 19 Y-coordinate {m}
, !- Vertex 19 Z-coordinate {m}
, !- Vertex 20 X-coordinate {m}
, !- Vertex 20 Y-coordinate {m}
; !- Vertex 20 Z-coordinate {m}
BuildingSurface:Detailed,
L1S1-Coffee_Srf_0, !- Name
Wall, !- Surface Type
Wall_Exterior, !- Construction Name
L1S1-Coffee Thermal Zone,!- Zone Name
Outdoors, !- Outside Boundary Condition
, !- Outside Boundary Condition Object
SunExposed, !- Sun Exposure
WindExposed, !- Wind Exposure
, !- View Factor to Ground
4, !- Number of Vertices
77.337, !- Vertex 1 X-coordinate {m}
31.364, !- Vertex 1 Y-coordinate {m}
2.819, !- Vertex 1 Z-coordinate {m}
77.337, !- Vertex 2 X-coordinate {m}
31.364, !- Vertex 2 Y-coordinate {m}
2.134, !- Vertex 2 Z-coordinate {m}
70.439, !- Vertex 3 X-coordinate {m}
31.364, !- Vertex 3 Y-coordinate {m}
2.134, !- Vertex 3 Z-coordinate {m}
70.439, !- Vertex 4 X-coordinate {m}
31.364, !- Vertex 4 Y-coordinate {m}
2.819, !- Vertex 4 Z-coordinate {m}
, !- Vertex 5 X-coordinate {m}
, !- Vertex 5 Y-coordinate {m}
, !- Vertex 5 Z-coordinate {m}
, !- Vertex 6 X-coordinate {m}
, !- Vertex 6 Y-coordinate {m}
, !- Vertex 6 Z-coordinate {m}
, !- Vertex 7 X-coordinate {m}
, !- Vertex 7 Y-coordinate {m}
, !- Vertex 7 Z-coordinate {m}
, !- Vertex 8 X-coordinate {m}
, !- Vertex 8 Y-coordinate {m}
, !- Vertex 8 Z-coordinate {m}
, !- Vertex 9 X-coordinate {m}
, !- Vertex 9 Y-coordinate {m}
, !- Vertex 9 Z-coordinate {m}
, !- Vertex 10 X-coordinate {m}
, !- Vertex 10 Y-coordinate {m}
, !- Vertex 10 Z-coordinate {m}
, !- Vertex 11 X-coordinate {m}
, !- Vertex 11 Y-coordinate {m}
, !- Vertex 11 Z-coordinate {m}
, !- Vertex 12 X-coordinate {m}
, !- Vertex 12 Y-coordinate {m}
, !- Vertex 12 Z-coordinate {m}
, !- Vertex 13 X-coordinate {m}
, !- Vertex 13 Y-coordinate {m}
, !- Vertex 13 Z-coordinate {m}
, !- Vertex 14 X-coordinate {m}
, !- Vertex 14 Y-coordinate {m}
, !- Vertex 14 Z-coordinate {m}
, !- Vertex 15 X-coordinate {m}
, !- Vertex 15 Y-coordinate {m}
, !- Vertex 15 Z-coordinate {m}
, !- Vertex 16 X-coordinate {m}
, !- Vertex 16 Y-coordinate {m}
, !- Vertex 16 Z-coordinate {m}
, !- Vertex 17 X-coordinate {m}
, !- Vertex 17 Y-coordinate {m}
, !- Vertex 17 Z-coordinate {m}
, !- Vertex 18 X-coordinate {m}
, !- Vertex 18 Y-coordinate {m}
, !- Vertex 18 Z-coordinate {m}
, !- Vertex 19 X-coordinate {m}
, !- Vertex 19 Y-coordinate {m}
, !- Vertex 19 Z-coordinate {m}
, !- Vertex 20 X-coordinate {m}
, !- Vertex 20 Y-coordinate {m}
; !- Vertex 20 Z-coordinate {m}
BuildingSurface:Detailed,
L1S1-Coffee_Srf_1, !- Name
Wall, !- Surface Type
Hole, !- Construction Name
L1S1-Coffee Thermal Zone,!- Zone Name
Surface, !- Outside Boundary Condition
L1S1-Checkout_Srf_4, !- Outside Boundary Condition Object
NoSun, !- Sun Exposure
NoWind, !- Wind Exposure
, !- View Factor to Ground
4, !- Number of Vertices
70.439, !- Vertex 1 X-coordinate {m}
31.364, !- Vertex 1 Y-coordinate {m}
2.819, !- Vertex 1 Z-coordinate {m}
70.439, !- Vertex 2 X-coordinate {m}
31.364, !- Vertex 2 Y-coordinate {m}
2.134, !- Vertex 2 Z-coordinate {m}
70.439, !- Vertex 3 X-coordinate {m}
26.949, !- Vertex 3 Y-coordinate {m}
2.134, !- Vertex 3 Z-coordinate {m}
70.439, !- Vertex 4 X-coordinate {m}
26.949, !- Vertex 4 Y-coordinate {m}
2.819, !- Vertex 4 Z-coordinate {m}
, !- Vertex 5 X-coordinate {m}
, !- Vertex 5 Y-coordinate {m}
, !- Vertex 5 Z-coordinate {m}
, !- Vertex 6 X-coordinate {m}
, !- Vertex 6 Y-coordinate {m}
, !- Vertex 6 Z-coordinate {m}
, !- Vertex 7 X-coordinate {m}
, !- Vertex 7 Y-coordinate {m}
, !- Vertex 7 Z-coordinate {m}
, !- Vertex 8 X-coordinate {m}
, !- Vertex 8 Y-coordinate {m}
, !- Vertex 8 Z-coordinate {m}
, !- Vertex 9 X-coordinate {m}
, !- Vertex 9 Y-coordinate {m}
, !- Vertex 9 Z-coordinate {m}
, !- Vertex 10 X-coordinate {m}
, !- Vertex 10 Y-coordinate {m}
, !- Vertex 10 Z-coordinate {m}
, !- Vertex 11 X-coordinate {m}
, !- Vertex 11 Y-coordinate {m}
, !- Vertex 11 Z-coordinate {m}
, !- Vertex 12 X-coordinate {m}
, !- Vertex 12 Y-coordinate {m}
, !- Vertex 12 Z-coordinate {m}
, !- Vertex 13 X-coordinate {m}
, !- Vertex 13 Y-coordinate {m}
, !- Vertex 13 Z-coordinate {m}
, !- Vertex 14 X-coordinate {m}
, !- Vertex 14 Y-coordinate {m}
, !- Vertex 14 Z-coordinate {m}
, !- Vertex 15 X-coordinate {m}
, !- Vertex 15 Y-coordinate {m}
, !- Vertex 15 Z-coordinate {m}
, !- Vertex 16 X-coordinate {m}
, !- Vertex 16 Y-coordinate {m}
, !- Vertex 16 Z-coordinate {m}
, !- Vertex 17 X-coordinate {m}
, !- Vertex 17 Y-coordinate {m}
, !- Vertex 17 Z-coordinate {m}
, !- Vertex 18 X-coordinate {m}
, !- Vertex 18 Y-coordinate {m}
, !- Vertex 18 Z-coordinate {m}
, !- Vertex 19 X-coordinate {m}
, !- Vertex 19 Y-coordinate {m}
, !- Vertex 19 Z-coordinate {m}
, !- Vertex 20 X-coordinate {m}
, !- Vertex 20 Y-coordinate {m}
; !- Vertex 20 Z-coordinate {m}
BuildingSurface:Detailed,
L1S1-Coffee_Srf_2, !- Name
Wall, !- Surface Type
Hole, !- Construction Name
L1S1-Coffee Thermal Zone,!- Zone Name
Surface, !- Outside Boundary Condition
L1S1-Checkout_Srf_6, !- Outside Boundary Condition Object
NoSun, !- Sun Exposure
NoWind, !- Wind Exposure
, !- View Factor to Ground
4, !- Number of Vertices
70.439, !- Vertex 1 X-coordinate {m}
26.949, !- Vertex 1 Y-coordinate {m}
2.819, !- Vertex 1 Z-coordinate {m}
70.439, !- Vertex 2 X-coordinate {m}
26.949, !- Vertex 2 Y-coordinate {m}
2.134, !- Vertex 2 Z-coordinate {m}
71.841, !- Vertex 3 X-coordinate {m}
26.949, !- Vertex 3 Y-coordinate {m}
2.134, !- Vertex 3 Z-coordinate {m}
71.841, !- Vertex 4 X-coordinate {m}
26.949, !- Vertex 4 Y-coordinate {m}
2.819, !- Vertex 4 Z-coordinate {m}
, !- Vertex 5 X-coordinate {m}
, !- Vertex 5 Y-coordinate {m}
, !- Vertex 5 Z-coordinate {m}
, !- Vertex 6 X-coordinate {m}
, !- Vertex 6 Y-coordinate {m}
, !- Vertex 6 Z-coordinate {m}
, !- Vertex 7 X-coordinate {m}
, !- Vertex 7 Y-coordinate {m}
, !- Vertex 7 Z-coordinate {m}
, !- Vertex 8 X-coordinate {m}
, !- Vertex 8 Y-coordinate {m}
, !- Vertex 8 Z-coordinate {m}
, !- Vertex 9 X-coordinate {m}
, !- Vertex 9 Y-coordinate {m}
, !- Vertex 9 Z-coordinate {m}
, !- Vertex 10 X-coordinate {m}
, !- Vertex 10 Y-coordinate {m}
, !- Vertex 10 Z-coordinate {m}
, !- Vertex 11 X-coordinate {m}
, !- Vertex 11 Y-coordinate {m}
, !- Vertex 11 Z-coordinate {m}
, !- Vertex 12 X-coordinate {m}
, !- Vertex 12 Y-coordinate {m}
, !- Vertex 12 Z-coordinate {m}
, !- Vertex 13 X-coordinate {m}
, !- Vertex 13 Y-coordinate {m}
, !- Vertex 13 Z-coordinate {m}
, !- Vertex 14 X-coordinate {m}
, !- Vertex 14 Y-coordinate {m}
, !- Vertex 14 Z-coordinate {m}
, !- Vertex 15 X-coordinate {m}
, !- Vertex 15 Y-coordinate {m}
, !- Vertex 15 Z-coordinate {m}
, !- Vertex 16 X-coordinate {m}
, !- Vertex 16 Y-coordinate {m}
, !- Vertex 16 Z-coordinate {m}
, !- Vertex 17 X-coordinate {m}
, !- Vertex 17 Y-coordinate {m}
, !- Vertex 17 Z-coordinate {m}
, !- Vertex 18 X-coordinate {m}
, !- Vertex 18 Y-coordinate {m}
, !- Vertex 18 Z-coordinate {m}
, !- Vertex 19 X-coordinate {m}
, !- Vertex 19 Y-coordinate {m}
, !- Vertex 19 Z-coordinate {m}
, !- Vertex 20 X-coordinate {m}
, !- Vertex 20 Y-coordinate {m}
; !- Vertex 20 Z-coordinate {m}
BuildingSurface:Detailed,
L1S1-Coffee_Srf_3, !- Name
Wall, !- Surface Type
Wall_Exterior, !- Construction Name
L1S1-Coffee Thermal Zone,!- Zone Name
Outdoors, !- Outside Boundary Condition
, !- Outside Boundary Condition Object
SunExposed, !- Sun Exposure
WindExposed, !- Wind Exposure
, !- View Factor to Ground
4, !- Number of Vertices
77.337, !- Vertex 1 X-coordinate {m}
29.209, !- Vertex 1 Y-coordinate {m}
2.819, !- Vertex 1 Z-coordinate {m}
77.337, !- Vertex 2 X-coordinate {m}
29.209, !- Vertex 2 Y-coordinate {m}
2.134, !- Vertex 2 Z-coordinate {m}
77.337, !- Vertex 3 X-coordinate {m}
31.364, !- Vertex 3 Y-coordinate {m}
2.134, !- Vertex 3 Z-coordinate {m}
77.337, !- Vertex 4 X-coordinate {m}
31.364, !- Vertex 4 Y-coordinate {m}
2.819, !- Vertex 4 Z-coordinate {m}
, !- Vertex 5 X-coordinate {m}
, !- Vertex 5 Y-coordinate {m}
, !- Vertex 5 Z-coordinate {m}
, !- Vertex 6 X-coordinate {m}
, !- Vertex 6 Y-coordinate {m}
, !- Vertex 6 Z-coordinate {m}
, !- Vertex 7 X-coordinate {m}
, !- Vertex 7 Y-coordinate {m}
, !- Vertex 7 Z-coordinate {m}
, !- Vertex 8 X-coordinate {m}
, !- Vertex 8 Y-coordinate {m}
, !- Vertex 8 Z-coordinate {m}
, !- Vertex 9 X-coordinate {m}
, !- Vertex 9 Y-coordinate {m}
, !- Vertex 9 Z-coordinate {m}
, !- Vertex 10 X-coordinate {m}
, !- Vertex 10 Y-coordinate {m}
, !- Vertex 10 Z-coordinate {m}
, !- Vertex 11 X-coordinate {m}
, !- Vertex 11 Y-coordinate {m}
, !- Vertex 11 Z-coordinate {m}
, !- Vertex 12 X-coordinate {m}
, !- Vertex 12 Y-coordinate {m}
, !- Vertex 12 Z-coordinate {m}
, !- Vertex 13 X-coordinate {m}
, !- Vertex 13 Y-coordinate {m}
, !- Vertex 13 Z-coordinate {m}
, !- Vertex 14 X-coordinate {m}
, !- Vertex 14 Y-coordinate {m}
, !- Vertex 14 Z-coordinate {m}
, !- Vertex 15 X-coordinate {m}
, !- Vertex 15 Y-coordinate {m}
, !- Vertex 15 Z-coordinate {m}
, !- Vertex 16 X-coordinate {m}
, !- Vertex 16 Y-coordinate {m}
, !- Vertex 16 Z-coordinate {m}
, !- Vertex 17 X-coordinate {m}
, !- Vertex 17 Y-coordinate {m}
, !- Vertex 17 Z-coordinate {m}
, !- Vertex 18 X-coordinate {m}
, !- Vertex 18 Y-coordinate {m}
, !- Vertex 18 Z-coordinate {m}
, !- Vertex 19 X-coordinate {m}
, !- Vertex 19 Y-coordinate {m}
, !- Vertex 19 Z-coordinate {m}
, !- Vertex 20 X-coordinate {m}
, !- Vertex 20 Y-coordinate {m}
; !- Vertex 20 Z-coordinate {m}
BuildingSurface:Detailed,
L1S1-Coffee_Srf_4, !- Name
Wall, !- Surface Type
Wall_Exterior, !- Construction Name
L1S1-Coffee Thermal Zone,!- Zone Name
Outdoors, !- Outside Boundary Condition
, !- Outside Boundary Condition Object
SunExposed, !- Sun Exposure
WindExposed, !- Wind Exposure
, !- View Factor to Ground
4, !- Number of Vertices
79.675, !- Vertex 1 X-coordinate {m}
25.878, !- Vertex 1 Y-coordinate {m}
2.819, !- Vertex 1 Z-coordinate {m}
79.675, !- Vertex 2 X-coordinate {m}
25.878, !- Vertex 2 Y-coordinate {m}
2.134, !- Vertex 2 Z-coordinate {m}
79.675, !- Vertex 3 X-coordinate {m}
29.209, !- Vertex 3 Y-coordinate {m}
2.134, !- Vertex 3 Z-coordinate {m}
79.675, !- Vertex 4 X-coordinate {m}
29.209, !- Vertex 4 Y-coordinate {m}
2.819, !- Vertex 4 Z-coordinate {m}
, !- Vertex 5 X-coordinate {m}
, !- Vertex 5 Y-coordinate {m}
, !- Vertex 5 Z-coordinate {m}
, !- Vertex 6 X-coordinate {m}
, !- Vertex 6 Y-coordinate {m}
, !- Vertex 6 Z-coordinate {m}
, !- Vertex 7 X-coordinate {m}
, !- Vertex 7 Y-coordinate {m}
, !- Vertex 7 Z-coordinate {m}
, !- Vertex 8 X-coordinate {m}
, !- Vertex 8 Y-coordinate {m}
, !- Vertex 8 Z-coordinate {m}
, !- Vertex 9 X-coordinate {m}
, !- Vertex 9 Y-coordinate {m}
, !- Vertex 9 Z-coordinate {m}
, !- Vertex 10 X-coordinate {m}
, !- Vertex 10 Y-coordinate {m}
, !- Vertex 10 Z-coordinate {m}
, !- Vertex 11 X-coordinate {m}
, !- Vertex 11 Y-coordinate {m}
, !- Vertex 11 Z-coordinate {m}
, !- Vertex 12 X-coordinate {m}
, !- Vertex 12 Y-coordinate {m}
, !- Vertex 12 Z-coordinate {m}
, !- Vertex 13 X-coordinate {m}
, !- Vertex 13 Y-coordinate {m}
, !- Vertex 13 Z-coordinate {m}
, !- Vertex 14 X-coordinate {m}
, !- Vertex 14 Y-coordinate {m}
, !- Vertex 14 Z-coordinate {m}
, !- Vertex 15 X-coordinate {m}
, !- Vertex 15 Y-coordinate {m}
, !- Vertex 15 Z-coordinate {m}
, !- Vertex 16 X-coordinate {m}
, !- Vertex 16 Y-coordinate {m}
, !- Vertex 16 Z-coordinate {m}
, !- Vertex 17 X-coordinate {m}
, !- Vertex 17 Y-coordinate {m}
, !- Vertex 17 Z-coordinate {m}
, !- Vertex 18 X-coordinate {m}
, !- Vertex 18 Y-coordinate {m}
, !- Vertex 18 Z-coordinate {m}
, !- Vertex 19 X-coordinate {m}
, !- Vertex 19 Y-coordinate {m}
, !- Vertex 19 Z-coordinate {m}
, !- Vertex 20 X-coordinate {m}
, !- Vertex 20 Y-coordinate {m}
; !- Vertex 20 Z-coordinate {m}
BuildingSurface:Detailed,
L1S1-Coffee_Srf_5, !- Name
Wall, !- Surface Type
Wall_Exterior, !- Construction Name
L1S1-Coffee Thermal Zone,!- Zone Name
Outdoors, !- Outside Boundary Condition
, !- Outside Boundary Condition Object
SunExposed, !- Sun Exposure
WindExposed, !- Wind Exposure
, !- View Factor to Ground
4, !- Number of Vertices
71.841, !- Vertex 1 X-coordinate {m}
25.878, !- Vertex 1 Y-coordinate {m}
2.819, !- Vertex 1 Z-coordinate {m}
71.841, !- Vertex 2 X-coordinate {m}
25.878, !- Vertex 2 Y-coordinate {m}
2.134, !- Vertex 2 Z-coordinate {m}
79.675, !- Vertex 3 X-coordinate {m}
25.878, !- Vertex 3 Y-coordinate {m}
2.134, !- Vertex 3 Z-coordinate {m}
79.675, !- Vertex 4 X-coordinate {m}
25.878, !- Vertex 4 Y-coordinate {m}
2.819, !- Vertex 4 Z-coordinate {m}
, !- Vertex 5 X-coordinate {m}
, !- Vertex 5 Y-coordinate {m}
, !- Vertex 5 Z-coordinate {m}
, !- Vertex 6 X-coordinate {m}
, !- Vertex 6 Y-coordinate {m}
, !- Vertex 6 Z-coordinate {m}
, !- Vertex 7 X-coordinate {m}
, !- Vertex 7 Y-coordinate {m}
, !- Vertex 7 Z-coordinate {m}
, !- Vertex 8 X-coordinate {m}
, !- Vertex 8 Y-coordinate {m}
, !- Vertex 8 Z-coordinate {m}
, !- Vertex 9 X-coordinate {m}
, !- Vertex 9 Y-coordinate {m}
, !- Vertex 9 Z-coordinate {m}
, !- Vertex 10 X-coordinate {m}
, !- Vertex 10 Y-coordinate {m}
, !- Vertex 10 Z-coordinate {m}
, !- Vertex 11 X-coordinate {m}
, !- Vertex 11 Y-coordinate {m}
, !- Vertex 11 Z-coordinate {m}
, !- Vertex 12 X-coordinate {m}
, !- Vertex 12 Y-coordinate {m}
, !- Vertex 12 Z-coordinate {m}
, !- Vertex 13 X-coordinate {m}
, !- Vertex 13 Y-coordinate {m}
, !- Vertex 13 Z-coordinate {m}
, !- Vertex 14 X-coordinate {m}
, !- Vertex 14 Y-coordinate {m}
, !- Vertex 14 Z-coordinate {m}
, !- Vertex 15 X-coordinate {m}
, !- Vertex 15 Y-coordinate {m}
, !- Vertex 15 Z-coordinate {m}
, !- Vertex 16 X-coordinate {m}
, !- Vertex 16 Y-coordinate {m}
, !- Vertex 16 Z-coordinate {m}
, !- Vertex 17 X-coordinate {m}
, !- Vertex 17 Y-coordinate {m}
, !- Vertex 17 Z-coordinate {m}
, !- Vertex 18 X-coordinate {m}
, !- Vertex 18 Y-coordinate {m}
, !- Vertex 18 Z-coordinate {m}
, !- Vertex 19 X-coordinate {m}
, !- Vertex 19 Y-coordinate {m}
, !- Vertex 19 Z-coordinate {m}
, !- Vertex 20 X-coordinate {m}
, !- Vertex 20 Y-coordinate {m}
; !- Vertex 20 Z-coordinate {m}
BuildingSurface:Detailed,
L1S1-Coffee_Srf_6, !- Name
Wall, !- Surface Type
Hole, !- Construction Name
L1S1-Coffee Thermal Zone,!- Zone Name
Surface, !- Outside Boundary Condition
L1S1-SalesRefrigerationReachPrepared_Srf_0, !- Outside Boundary Condition Object
NoSun, !- Sun Exposure
NoWind, !- Wind Exposure
, !- View Factor to Ground
4, !- Number of Vertices
79.675, !- Vertex 1 X-coordinate {m}
29.209, !- Vertex 1 Y-coordinate {m}
2.819, !- Vertex 1 Z-coordinate {m}
79.675, !- Vertex 2 X-coordinate {m}
29.209, !- Vertex 2 Y-coordinate {m}
2.134, !- Vertex 2 Z-coordinate {m}
77.337, !- Vertex 3 X-coordinate {m}
29.209, !- Vertex 3 Y-coordinate {m}
2.134, !- Vertex 3 Z-coordinate {m}
77.337, !- Vertex 4 X-coordinate {m}
29.209, !- Vertex 4 Y-coordinate {m}
2.819, !- Vertex 4 Z-coordinate {m}
, !- Vertex 5 X-coordinate {m}
, !- Vertex 5 Y-coordinate {m}
, !- Vertex 5 Z-coordinate {m}
, !- Vertex 6 X-coordinate {m}
, !- Vertex 6 Y-coordinate {m}
, !- Vertex 6 Z-coordinate {m}
, !- Vertex 7 X-coordinate {m}
, !- Vertex 7 Y-coordinate {m}
, !- Vertex 7 Z-coordinate {m}
, !- Vertex 8 X-coordinate {m}
, !- Vertex 8 Y-coordinate {m}
, !- Vertex 8 Z-coordinate {m}
, !- Vertex 9 X-coordinate {m}
, !- Vertex 9 Y-coordinate {m}
, !- Vertex 9 Z-coordinate {m}
, !- Vertex 10 X-coordinate {m}
, !- Vertex 10 Y-coordinate {m}
, !- Vertex 10 Z-coordinate {m}
, !- Vertex 11 X-coordinate {m}
, !- Vertex 11 Y-coordinate {m}
, !- Vertex 11 Z-coordinate {m}
, !- Vertex 12 X-coordinate {m}
, !- Vertex 12 Y-coordinate {m}
, !- Vertex 12 Z-coordinate {m}
, !- Vertex 13 X-coordinate {m}
, !- Vertex 13 Y-coordinate {m}
, !- Vertex 13 Z-coordinate {m}
, !- Vertex 14 X-coordinate {m}
, !- Vertex 14 Y-coordinate {m}
, !- Vertex 14 Z-coordinate {m}
, !- Vertex 15 X-coordinate {m}
, !- Vertex 15 Y-coordinate {m}
, !- Vertex 15 Z-coordinate {m}
, !- Vertex 16 X-coordinate {m}
, !- Vertex 16 Y-coordinate {m}
, !- Vertex 16 Z-coordinate {m}
, !- Vertex 17 X-coordinate {m}
, !- Vertex 17 Y-coordinate {m}
, !- Vertex 17 Z-coordinate {m}
, !- Vertex 18 X-coordinate {m}
, !- Vertex 18 Y-coordinate {m}
, !- Vertex 18 Z-coordinate {m}
, !- Vertex 19 X-coordinate {m}
, !- Vertex 19 Y-coordinate {m}
, !- Vertex 19 Z-coordinate {m}
, !- Vertex 20 X-coordinate {m}
, !- Vertex 20 Y-coordinate {m}
; !- Vertex 20 Z-coordinate {m}
BuildingSurface:Detailed,
L1S1-Coffee_Srf_7, !- Name
Wall, !- Surface Type
Hole, !- Construction Name
L1S1-Coffee Thermal Zone,!- Zone Name
Surface, !- Outside Boundary Condition
L1S1-Checkout_Srf_5, !- Outside Boundary Condition Object
NoSun, !- Sun Exposure
NoWind, !- Wind Exposure
, !- View Factor to Ground
4, !- Number of Vertices
71.841, !- Vertex 1 X-coordinate {m}
26.949, !- Vertex 1 Y-coordinate {m}
2.819, !- Vertex 1 Z-coordinate {m}
71.841, !- Vertex 2 X-coordinate {m}
26.949, !- Vertex 2 Y-coordinate {m}
2.134, !- Vertex 2 Z-coordinate {m}
71.841, !- Vertex 3 X-coordinate {m}
25.878, !- Vertex 3 Y-coordinate {m}
2.134, !- Vertex 3 Z-coordinate {m}
71.841, !- Vertex 4 X-coordinate {m}
25.878, !- Vertex 4 Y-coordinate {m}
2.819, !- Vertex 4 Z-coordinate {m}
, !- Vertex 5 X-coordinate {m}
, !- Vertex 5 Y-coordinate {m}
, !- Vertex 5 Z-coordinate {m}
, !- Vertex 6 X-coordinate {m}
, !- Vertex 6 Y-coordinate {m}
, !- Vertex 6 Z-coordinate {m}
, !- Vertex 7 X-coordinate {m}
, !- Vertex 7 Y-coordinate {m}
, !- Vertex 7 Z-coordinate {m}
, !- Vertex 8 X-coordinate {m}
, !- Vertex 8 Y-coordinate {m}
, !- Vertex 8 Z-coordinate {m}
, !- Vertex 9 X-coordinate {m}
, !- Vertex 9 Y-coordinate {m}
, !- Vertex 9 Z-coordinate {m}
, !- Vertex 10 X-coordinate {m}
, !- Vertex 10 Y-coordinate {m}
, !- Vertex 10 Z-coordinate {m}
, !- Vertex 11 X-coordinate {m}
, !- Vertex 11 Y-coordinate {m}
, !- Vertex 11 Z-coordinate {m}
, !- Vertex 12 X-coordinate {m}
, !- Vertex 12 Y-coordinate {m}
, !- Vertex 12 Z-coordinate {m}
, !- Vertex 13 X-coordinate {m}
, !- Vertex 13 Y-coordinate {m}
, !- Vertex 13 Z-coordinate {m}
, !- Vertex 14 X-coordinate {m}
, !- Vertex 14 Y-coordinate {m}
, !- Vertex 14 Z-coordinate {m}
, !- Vertex 15 X-coordinate {m}
, !- Vertex 15 Y-coordinate {m}
, !- Vertex 15 Z-coordinate {m}
, !- Vertex 16 X-coordinate {m}
, !- Vertex 16 Y-coordinate {m}
, !- Vertex 16 Z-coordinate {m}
, !- Vertex 17 X-coordinate {m}
, !- Vertex 17 Y-coordinate {m}
, !- Vertex 17 Z-coordinate {m}
, !- Vertex 18 X-coordinate {m}
, !- Vertex 18 Y-coordinate {m}
, !- Vertex 18 Z-coordinate {m}
, !- Vertex 19 X-coordinate {m}
, !- Vertex 19 Y-coordinate {m}
, !- Vertex 19 Z-coordinate {m}
, !- Vertex 20 X-coordinate {m}
, !- Vertex 20 Y-coordinate {m}
; !- Vertex 20 Z-coordinate {m}
BuildingSurface:Detailed,
L1S1-Coffee_Srf_8, !- Name
Floor, !- Surface Type
Hole, !- Construction Name
L1S1-Coffee Thermal Zone,!- Zone Name
outdoors, !- Outside Boundary Condition
, !- Outside Boundary Condition Object
SunExposed, !- Sun Exposure
WindExposed, !- Wind Exposure
, !- View Factor to Ground
8, !- Number of Vertices
79.675, !- Vertex 1 X-coordinate {m}
29.209, !- Vertex 1 Y-coordinate {m}
2.134, !- Vertex 1 Z-coordinate {m}
79.675, !- Vertex 2 X-coordinate {m}
25.878, !- Vertex 2 Y-coordinate {m}
2.134, !- Vertex 2 Z-coordinate {m}
71.841, !- Vertex 3 X-coordinate {m}
25.878, !- Vertex 3 Y-coordinate {m}
2.134, !- Vertex 3 Z-coordinate {m}
71.841, !- Vertex 4 X-coordinate {m}
26.949, !- Vertex 4 Y-coordinate {m}
2.134, !- Vertex 4 Z-coordinate {m}
70.439, !- Vertex 5 X-coordinate {m}
26.949, !- Vertex 5 Y-coordinate {m}
2.134, !- Vertex 5 Z-coordinate {m}
70.439, !- Vertex 6 X-coordinate {m}
31.364, !- Vertex 6 Y-coordinate {m}
2.134, !- Vertex 6 Z-coordinate {m}
77.337, !- Vertex 7 X-coordinate {m}
31.364, !- Vertex 7 Y-coordinate {m}
2.134, !- Vertex 7 Z-coordinate {m}
77.337, !- Vertex 8 X-coordinate {m}
29.209, !- Vertex 8 Y-coordinate {m}
2.134, !- Vertex 8 Z-coordinate {m}
, !- Vertex 9 X-coordinate {m}
, !- Vertex 9 Y-coordinate {m}
, !- Vertex 9 Z-coordinate {m}
, !- Vertex 10 X-coordinate {m}
, !- Vertex 10 Y-coordinate {m}
, !- Vertex 10 Z-coordinate {m}
, !- Vertex 11 X-coordinate {m}
, !- Vertex 11 Y-coordinate {m}
, !- Vertex 11 Z-coordinate {m}
, !- Vertex 12 X-coordinate {m}
, !- Vertex 12 Y-coordinate {m}
, !- Vertex 12 Z-coordinate {m}
, !- Vertex 13 X-coordinate {m}
, !- Vertex 13 Y-coordinate {m}
, !- Vertex 13 Z-coordinate {m}
, !- Vertex 14 X-coordinate {m}
, !- Vertex 14 Y-coordinate {m}
, !- Vertex 14 Z-coordinate {m}
, !- Vertex 15 X-coordinate {m}
, !- Vertex 15 Y-coordinate {m}
, !- Vertex 15 Z-coordinate {m}
, !- Vertex 16 X-coordinate {m}
, !- Vertex 16 Y-coordinate {m}
, !- Vertex 16 Z-coordinate {m}
, !- Vertex 17 X-coordinate {m}
, !- Vertex 17 Y-coordinate {m}
, !- Vertex 17 Z-coordinate {m}
, !- Vertex 18 X-coordinate {m}
, !- Vertex 18 Y-coordinate {m}
, !- Vertex 18 Z-coordinate {m}
, !- Vertex 19 X-coordinate {m}
, !- Vertex 19 Y-coordinate {m}
, !- Vertex 19 Z-coordinate {m}
, !- Vertex 20 X-coordinate {m}
, !- Vertex 20 Y-coordinate {m}
; !- Vertex 20 Z-coordinate {m}
BuildingSurface:Detailed,
L1S1-Coffee_Srf_9, !- Name
Ceiling, !- Surface Type
Hole, !- Construction Name
L1S1-Coffee Thermal Zone,!- Zone Name
Surface, !- Outside Boundary Condition
L1S2-Bakery_Srf_7, !- Outside Boundary Condition Object
NoSun, !- Sun Exposure
NoWind, !- Wind Exposure
, !- View Factor to Ground
8, !- Number of Vertices
70.439, !- Vertex 1 X-coordinate {m}
31.364, !- Vertex 1 Y-coordinate {m}
2.819, !- Vertex 1 Z-coordinate {m}
70.439, !- Vertex 2 X-coordinate {m}
26.949, !- Vertex 2 Y-coordinate {m}
2.819, !- Vertex 2 Z-coordinate {m}
71.841, !- Vertex 3 X-coordinate {m}
26.949, !- Vertex 3 Y-coordinate {m}
2.819, !- Vertex 3 Z-coordinate {m}
71.841, !- Vertex 4 X-coordinate {m}
25.878, !- Vertex 4 Y-coordinate {m}
2.819, !- Vertex 4 Z-coordinate {m}
79.675, !- Vertex 5 X-coordinate {m}
25.878, !- Vertex 5 Y-coordinate {m}
2.819, !- Vertex 5 Z-coordinate {m}
79.675, !- Vertex 6 X-coordinate {m}
29.209, !- Vertex 6 Y-coordinate {m}
2.819, !- Vertex 6 Z-coordinate {m}
77.337, !- Vertex 7 X-coordinate {m}
29.209, !- Vertex 7 Y-coordinate {m}
2.819, !- Vertex 7 Z-coordinate {m}
77.337, !- Vertex 8 X-coordinate {m}
31.364, !- Vertex 8 Y-coordinate {m}
2.819, !- Vertex 8 Z-coordinate {m}
, !- Vertex 9 X-coordinate {m}
, !- Vertex 9 Y-coordinate {m}
, !- Vertex 9 Z-coordinate {m}
, !- Vertex 10 X-coordinate {m}
, !- Vertex 10 Y-coordinate {m}
, !- Vertex 10 Z-coordinate {m}
, !- Vertex 11 X-coordinate {m}
, !- Vertex 11 Y-coordinate {m}
, !- Vertex 11 Z-coordinate {m}
, !- Vertex 12 X-coordinate {m}
, !- Vertex 12 Y-coordinate {m}
, !- Vertex 12 Z-coordinate {m}
, !- Vertex 13 X-coordinate {m}
, !- Vertex 13 Y-coordinate {m}
, !- Vertex 13 Z-coordinate {m}
, !- Vertex 14 X-coordinate {m}
, !- Vertex 14 Y-coordinate {m}
, !- Vertex 14 Z-coordinate {m}
, !- Vertex 15 X-coordinate {m}
, !- Vertex 15 Y-coordinate {m}
, !- Vertex 15 Z-coordinate {m}
, !- Vertex 16 X-coordinate {m}
, !- Vertex 16 Y-coordinate {m}
, !- Vertex 16 Z-coordinate {m}
, !- Vertex 17 X-coordinate {m}
, !- Vertex 17 Y-coordinate {m}
, !- Vertex 17 Z-coordinate {m}
, !- Vertex 18 X-coordinate {m}
, !- Vertex 18 Y-coordinate {m}
, !- Vertex 18 Z-coordinate {m}
, !- Vertex 19 X-coordinate {m}
, !- Vertex 19 Y-coordinate {m}
, !- Vertex 19 Z-coordinate {m}
, !- Vertex 20 X-coordinate {m}
, !- Vertex 20 Y-coordinate {m}
; !- Vertex 20 Z-coordinate {m}
BuildingSurface:Detailed,
L1S1-Corridor_Srf_0, !- Name
Floor, !- Surface Type
Hole, !- Construction Name
L1S1-Corridor Thermal Zone, !- Zone Name
Surface, !- Outside Boundary Condition
L1-122-Corridor_Srf_8, !- Outside Boundary Condition Object
NoSun, !- Sun Exposure
NoWind, !- Wind Exposure
, !- View Factor to Ground
4, !- Number of Vertices
78.334, !- Vertex 1 X-coordinate {m}
58.339, !- Vertex 1 Y-coordinate {m}
2.134, !- Vertex 1 Z-coordinate {m}
78.334, !- Vertex 2 X-coordinate {m}
51.444, !- Vertex 2 Y-coordinate {m}
2.134, !- Vertex 2 Z-coordinate {m}
76.566, !- Vertex 3 X-coordinate {m}
51.444, !- Vertex 3 Y-coordinate {m}
2.134, !- Vertex 3 Z-coordinate {m}
76.566, !- Vertex 4 X-coordinate {m}
58.339, !- Vertex 4 Y-coordinate {m}
2.134, !- Vertex 4 Z-coordinate {m}
, !- Vertex 5 X-coordinate {m}
, !- Vertex 5 Y-coordinate {m}
, !- Vertex 5 Z-coordinate {m}
, !- Vertex 6 X-coordinate {m}
, !- Vertex 6 Y-coordinate {m}
, !- Vertex 6 Z-coordinate {m}
, !- Vertex 7 X-coordinate {m}
, !- Vertex 7 Y-coordinate {m}
, !- Vertex 7 Z-coordinate {m}
, !- Vertex 8 X-coordinate {m}
, !- Vertex 8 Y-coordinate {m}
, !- Vertex 8 Z-coordinate {m}
, !- Vertex 9 X-coordinate {m}
, !- Vertex 9 Y-coordinate {m}
, !- Vertex 9 Z-coordinate {m}
, !- Vertex 10 X-coordinate {m}
, !- Vertex 10 Y-coordinate {m}
, !- Vertex 10 Z-coordinate {m}
, !- Vertex 11 X-coordinate {m}
, !- Vertex 11 Y-coordinate {m}
, !- Vertex 11 Z-coordinate {m}
, !- Vertex 12 X-coordinate {m}
, !- Vertex 12 Y-coordinate {m}
, !- Vertex 12 Z-coordinate {m}
, !- Vertex 13 X-coordinate {m}
, !- Vertex 13 Y-coordinate {m}
, !- Vertex 13 Z-coordinate {m}
, !- Vertex 14 X-coordinate {m}
, !- Vertex 14 Y-coordinate {m}
, !- Vertex 14 Z-coordinate {m}
, !- Vertex 15 X-coordinate {m}
, !- Vertex 15 Y-coordinate {m}
, !- Vertex 15 Z-coordinate {m}
, !- Vertex 16 X-coordinate {m}
, !- Vertex 16 Y-coordinate {m}
, !- Vertex 16 Z-coordinate {m}
, !- Vertex 17 X-coordinate {m}
, !- Vertex 17 Y-coordinate {m}
, !- Vertex 17 Z-coordinate {m}
, !- Vertex 18 X-coordinate {m}
, !- Vertex 18 Y-coordinate {m}
, !- Vertex 18 Z-coordinate {m}
, !- Vertex 19 X-coordinate {m}
, !- Vertex 19 Y-coordinate {m}
, !- Vertex 19 Z-coordinate {m}
, !- Vertex 20 X-coordinate {m}
, !- Vertex 20 Y-coordinate {m}
; !- Vertex 20 Z-coordinate {m}
BuildingSurface:Detailed,
L1S1-Corridor_Srf_1, !- Name
Wall, !- Surface Type
Hole, !- Construction Name
L1S1-Corridor Thermal Zone, !- Zone Name
Surface, !- Outside Boundary Condition
L1S1-PreparedFoodsPrep_Srf_1, !- Outside Boundary Condition Object
NoSun, !- Sun Exposure
NoWind, !- Wind Exposure
, !- View Factor to Ground
4, !- Number of Vertices
77.424, !- Vertex 1 X-coordinate {m}
58.339, !- Vertex 1 Y-coordinate {m}
2.819, !- Vertex 1 Z-coordinate {m}
77.424, !- Vertex 2 X-coordinate {m}
58.339, !- Vertex 2 Y-coordinate {m}
2.134, !- Vertex 2 Z-coordinate {m}
76.566, !- Vertex 3 X-coordinate {m}
58.339, !- Vertex 3 Y-coordinate {m}
2.134, !- Vertex 3 Z-coordinate {m}
76.566, !- Vertex 4 X-coordinate {m}
58.339, !- Vertex 4 Y-coordinate {m}
2.819, !- Vertex 4 Z-coordinate {m}
, !- Vertex 5 X-coordinate {m}
, !- Vertex 5 Y-coordinate {m}
, !- Vertex 5 Z-coordinate {m}
, !- Vertex 6 X-coordinate {m}
, !- Vertex 6 Y-coordinate {m}
, !- Vertex 6 Z-coordinate {m}
, !- Vertex 7 X-coordinate {m}
, !- Vertex 7 Y-coordinate {m}
, !- Vertex 7 Z-coordinate {m}
, !- Vertex 8 X-coordinate {m}
, !- Vertex 8 Y-coordinate {m}
, !- Vertex 8 Z-coordinate {m}
, !- Vertex 9 X-coordinate {m}
, !- Vertex 9 Y-coordinate {m}
, !- Vertex 9 Z-coordinate {m}
, !- Vertex 10 X-coordinate {m}
, !- Vertex 10 Y-coordinate {m}
, !- Vertex 10 Z-coordinate {m}
, !- Vertex 11 X-coordinate {m}
, !- Vertex 11 Y-coordinate {m}
, !- Vertex 11 Z-coordinate {m}
, !- Vertex 12 X-coordinate {m}
, !- Vertex 12 Y-coordinate {m}
, !- Vertex 12 Z-coordinate {m}
, !- Vertex 13 X-coordinate {m}
, !- Vertex 13 Y-coordinate {m}
, !- Vertex 13 Z-coordinate {m}
, !- Vertex 14 X-coordinate {m}
, !- Vertex 14 Y-coordinate {m}
, !- Vertex 14 Z-coordinate {m}
, !- Vertex 15 X-coordinate {m}
, !- Vertex 15 Y-coordinate {m}
, !- Vertex 15 Z-coordinate {m}
, !- Vertex 16 X-coordinate {m}
, !- Vertex 16 Y-coordinate {m}
, !- Vertex 16 Z-coordinate {m}
, !- Vertex 17 X-coordinate {m}
, !- Vertex 17 Y-coordinate {m}
, !- Vertex 17 Z-coordinate {m}
, !- Vertex 18 X-coordinate {m}
, !- Vertex 18 Y-coordinate {m}
, !- Vertex 18 Z-coordinate {m}
, !- Vertex 19 X-coordinate {m}
, !- Vertex 19 Y-coordinate {m}
, !- Vertex 19 Z-coordinate {m}
, !- Vertex 20 X-coordinate {m}
, !- Vertex 20 Y-coordinate {m}
; !- Vertex 20 Z-coordinate {m}
BuildingSurface:Detailed,
L1S1-Corridor_Srf_2, !- Name
Wall, !- Surface Type
Hole, !- Construction Name
L1S1-Corridor Thermal Zone, !- Zone Name
Surface, !- Outside Boundary Condition
L1S1-Women_Srf_3, !- Outside Boundary Condition Object
NoSun, !- Sun Exposure
NoWind, !- Wind Exposure
, !- View Factor to Ground
4, !- Number of Vertices
76.566, !- Vertex 1 X-coordinate {m}
58.339, !- Vertex 1 Y-coordinate {m}
2.819, !- Vertex 1 Z-coordinate {m}
76.566, !- Vertex 2 X-coordinate {m}
58.339, !- Vertex 2 Y-coordinate {m}
2.134, !- Vertex 2 Z-coordinate {m}
76.566, !- Vertex 3 X-coordinate {m}
56.218, !- Vertex 3 Y-coordinate {m}
2.134, !- Vertex 3 Z-coordinate {m}
76.566, !- Vertex 4 X-coordinate {m}
56.218, !- Vertex 4 Y-coordinate {m}
2.819, !- Vertex 4 Z-coordinate {m}
, !- Vertex 5 X-coordinate {m}
, !- Vertex 5 Y-coordinate {m}
, !- Vertex 5 Z-coordinate {m}
, !- Vertex 6 X-coordinate {m}
, !- Vertex 6 Y-coordinate {m}
, !- Vertex 6 Z-coordinate {m}
, !- Vertex 7 X-coordinate {m}
, !- Vertex 7 Y-coordinate {m}
, !- Vertex 7 Z-coordinate {m}
, !- Vertex 8 X-coordinate {m}
, !- Vertex 8 Y-coordinate {m}
, !- Vertex 8 Z-coordinate {m}
, !- Vertex 9 X-coordinate {m}
, !- Vertex 9 Y-coordinate {m}
, !- Vertex 9 Z-coordinate {m}
, !- Vertex 10 X-coordinate {m}
, !- Vertex 10 Y-coordinate {m}
, !- Vertex 10 Z-coordinate {m}
, !- Vertex 11 X-coordinate {m}
, !- Vertex 11 Y-coordinate {m}
, !- Vertex 11 Z-coordinate {m}
, !- Vertex 12 X-coordinate {m}
, !- Vertex 12 Y-coordinate {m}
, !- Vertex 12 Z-coordinate {m}
, !- Vertex 13 X-coordinate {m}
, !- Vertex 13 Y-coordinate {m}
, !- Vertex 13 Z-coordinate {m}
, !- Vertex 14 X-coordinate {m}
, !- Vertex 14 Y-coordinate {m}
, !- Vertex 14 Z-coordinate {m}
, !- Vertex 15 X-coordinate {m}
, !- Vertex 15 Y-coordinate {m}
, !- Vertex 15 Z-coordinate {m}
, !- Vertex 16 X-coordinate {m}
, !- Vertex 16 Y-coordinate {m}
, !- Vertex 16 Z-coordinate {m}
, !- Vertex 17 X-coordinate {m}
, !- Vertex 17 Y-coordinate {m}
, !- Vertex 17 Z-coordinate {m}
, !- Vertex 18 X-coordinate {m}
, !- Vertex 18 Y-coordinate {m}
, !- Vertex 18 Z-coordinate {m}
, !- Vertex 19 X-coordinate {m}
, !- Vertex 19 Y-coordinate {m}
, !- Vertex 19 Z-coordinate {m}
, !- Vertex 20 X-coordinate {m}
, !- Vertex 20 Y-coordinate {m}
; !- Vertex 20 Z-coordinate {m}
BuildingSurface:Detailed,
L1S1-Corridor_Srf_3, !- Name
Wall, !- Surface Type
Hole, !- Construction Name
L1S1-Corridor Thermal Zone, !- Zone Name
Surface, !- Outside Boundary Condition
L1S1-Men_Srf_1, !- Outside Boundary Condition Object
NoSun, !- Sun Exposure
NoWind, !- Wind Exposure
, !- View Factor to Ground
4, !- Number of Vertices
76.566, !- Vertex 1 X-coordinate {m}
56.218, !- Vertex 1 Y-coordinate {m}
2.819, !- Vertex 1 Z-coordinate {m}
76.566, !- Vertex 2 X-coordinate {m}
56.218, !- Vertex 2 Y-coordinate {m}
2.134, !- Vertex 2 Z-coordinate {m}
76.566, !- Vertex 3 X-coordinate {m}
53.584, !- Vertex 3 Y-coordinate {m}
2.134, !- Vertex 3 Z-coordinate {m}
76.566, !- Vertex 4 X-coordinate {m}
53.584, !- Vertex 4 Y-coordinate {m}
2.819, !- Vertex 4 Z-coordinate {m}
, !- Vertex 5 X-coordinate {m}
, !- Vertex 5 Y-coordinate {m}
, !- Vertex 5 Z-coordinate {m}
, !- Vertex 6 X-coordinate {m}
, !- Vertex 6 Y-coordinate {m}
, !- Vertex 6 Z-coordinate {m}
, !- Vertex 7 X-coordinate {m}
, !- Vertex 7 Y-coordinate {m}
, !- Vertex 7 Z-coordinate {m}
, !- Vertex 8 X-coordinate {m}
, !- Vertex 8 Y-coordinate {m}
, !- Vertex 8 Z-coordinate {m}
, !- Vertex 9 X-coordinate {m}
, !- Vertex 9 Y-coordinate {m}
, !- Vertex 9 Z-coordinate {m}
, !- Vertex 10 X-coordinate {m}
, !- Vertex 10 Y-coordinate {m}
, !- Vertex 10 Z-coordinate {m}
, !- Vertex 11 X-coordinate {m}
, !- Vertex 11 Y-coordinate {m}
, !- Vertex 11 Z-coordinate {m}
, !- Vertex 12 X-coordinate {m}
, !- Vertex 12 Y-coordinate {m}
, !- Vertex 12 Z-coordinate {m}
, !- Vertex 13 X-coordinate {m}
, !- Vertex 13 Y-coordinate {m}
, !- Vertex 13 Z-coordinate {m}
, !- Vertex 14 X-coordinate {m}
, !- Vertex 14 Y-coordinate {m}
, !- Vertex 14 Z-coordinate {m}
, !- Vertex 15 X-coordinate {m}
, !- Vertex 15 Y-coordinate {m}
, !- Vertex 15 Z-coordinate {m}
, !- Vertex 16 X-coordinate {m}
, !- Vertex 16 Y-coordinate {m}
, !- Vertex 16 Z-coordinate {m}
, !- Vertex 17 X-coordinate {m}
, !- Vertex 17 Y-coordinate {m}
, !- Vertex 17 Z-coordinate {m}
, !- Vertex 18 X-coordinate {m}
, !- Vertex 18 Y-coordinate {m}
, !- Vertex 18 Z-coordinate {m}
, !- Vertex 19 X-coordinate {m}
, !- Vertex 19 Y-coordinate {m}
, !- Vertex 19 Z-coordinate {m}
, !- Vertex 20 X-coordinate {m}
, !- Vertex 20 Y-coordinate {m}
; !- Vertex 20 Z-coordinate {m}
BuildingSurface:Detailed,
L1S1-Corridor_Srf_4, !- Name
Wall, !- Surface Type
Wall_Exterior, !- Construction Name
L1S1-Corridor Thermal Zone, !- Zone Name
Outdoors, !- Outside Boundary Condition
, !- Outside Boundary Condition Object
SunExposed, !- Sun Exposure
WindExposed, !- Wind Exposure
, !- View Factor to Ground
4, !- Number of Vertices
76.566, !- Vertex 1 X-coordinate {m}
53.584, !- Vertex 1 Y-coordinate {m}
2.819, !- Vertex 1 Z-coordinate {m}
76.566, !- Vertex 2 X-coordinate {m}
53.584, !- Vertex 2 Y-coordinate {m}
2.134, !- Vertex 2 Z-coordinate {m}
76.566, !- Vertex 3 X-coordinate {m}
51.444, !- Vertex 3 Y-coordinate {m}
2.134, !- Vertex 3 Z-coordinate {m}
76.566, !- Vertex 4 X-coordinate {m}
51.444, !- Vertex 4 Y-coordinate {m}
2.819, !- Vertex 4 Z-coordinate {m}
, !- Vertex 5 X-coordinate {m}
, !- Vertex 5 Y-coordinate {m}
, !- Vertex 5 Z-coordinate {m}
, !- Vertex 6 X-coordinate {m}
, !- Vertex 6 Y-coordinate {m}
, !- Vertex 6 Z-coordinate {m}
, !- Vertex 7 X-coordinate {m}
, !- Vertex 7 Y-coordinate {m}
, !- Vertex 7 Z-coordinate {m}
, !- Vertex 8 X-coordinate {m}
, !- Vertex 8 Y-coordinate {m}
, !- Vertex 8 Z-coordinate {m}
, !- Vertex 9 X-coordinate {m}
, !- Vertex 9 Y-coordinate {m}
, !- Vertex 9 Z-coordinate {m}
, !- Vertex 10 X-coordinate {m}
, !- Vertex 10 Y-coordinate {m}
, !- Vertex 10 Z-coordinate {m}
, !- Vertex 11 X-coordinate {m}
, !- Vertex 11 Y-coordinate {m}
, !- Vertex 11 Z-coordinate {m}
, !- Vertex 12 X-coordinate {m}
, !- Vertex 12 Y-coordinate {m}
, !- Vertex 12 Z-coordinate {m}
, !- Vertex 13 X-coordinate {m}
, !- Vertex 13 Y-coordinate {m}
, !- Vertex 13 Z-coordinate {m}
, !- Vertex 14 X-coordinate {m}
, !- Vertex 14 Y-coordinate {m}
, !- Vertex 14 Z-coordinate {m}
, !- Vertex 15 X-coordinate {m}
, !- Vertex 15 Y-coordinate {m}
, !- Vertex 15 Z-coordinate {m}
, !- Vertex 16 X-coordinate {m}
, !- Vertex 16 Y-coordinate {m}
, !- Vertex 16 Z-coordinate {m}
, !- Vertex 17 X-coordinate {m}
, !- Vertex 17 Y-coordinate {m}
, !- Vertex 17 Z-coordinate {m}
, !- Vertex 18 X-coordinate {m}
, !- Vertex 18 Y-coordinate {m}
, !- Vertex 18 Z-coordinate {m}
, !- Vertex 19 X-coordinate {m}
, !- Vertex 19 Y-coordinate {m}
, !- Vertex 19 Z-coordinate {m}
, !- Vertex 20 X-coordinate {m}
, !- Vertex 20 Y-coordinate {m}
; !- Vertex 20 Z-coordinate {m}
BuildingSurface:Detailed,
L1S1-Corridor_Srf_5, !- Name
Wall, !- Surface Type
Hole, !- Construction Name
L1S1-Corridor Thermal Zone, !- Zone Name
Surface, !- Outside Boundary Condition
L1S1-Stairs_Srf_2, !- Outside Boundary Condition Object
NoSun, !- Sun Exposure
NoWind, !- Wind Exposure
, !- View Factor to Ground
4, !- Number of Vertices
76.566, !- Vertex 1 X-coordinate {m}
51.444, !- Vertex 1 Y-coordinate {m}
2.819, !- Vertex 1 Z-coordinate {m}
76.566, !- Vertex 2 X-coordinate {m}
51.444, !- Vertex 2 Y-coordinate {m}
2.134, !- Vertex 2 Z-coordinate {m}
78.334, !- Vertex 3 X-coordinate {m}
51.444, !- Vertex 3 Y-coordinate {m}
2.134, !- Vertex 3 Z-coordinate {m}
78.334, !- Vertex 4 X-coordinate {m}
51.444, !- Vertex 4 Y-coordinate {m}
2.819, !- Vertex 4 Z-coordinate {m}
, !- Vertex 5 X-coordinate {m}
, !- Vertex 5 Y-coordinate {m}
, !- Vertex 5 Z-coordinate {m}
, !- Vertex 6 X-coordinate {m}
, !- Vertex 6 Y-coordinate {m}
, !- Vertex 6 Z-coordinate {m}
, !- Vertex 7 X-coordinate {m}
, !- Vertex 7 Y-coordinate {m}
, !- Vertex 7 Z-coordinate {m}
, !- Vertex 8 X-coordinate {m}
, !- Vertex 8 Y-coordinate {m}
, !- Vertex 8 Z-coordinate {m}
, !- Vertex 9 X-coordinate {m}
, !- Vertex 9 Y-coordinate {m}
, !- Vertex 9 Z-coordinate {m}
, !- Vertex 10 X-coordinate {m}
, !- Vertex 10 Y-coordinate {m}
, !- Vertex 10 Z-coordinate {m}
, !- Vertex 11 X-coordinate {m}
, !- Vertex 11 Y-coordinate {m}
, !- Vertex 11 Z-coordinate {m}
, !- Vertex 12 X-coordinate {m}
, !- Vertex 12 Y-coordinate {m}
, !- Vertex 12 Z-coordinate {m}
, !- Vertex 13 X-coordinate {m}
, !- Vertex 13 Y-coordinate {m}
, !- Vertex 13 Z-coordinate {m}
, !- Vertex 14 X-coordinate {m}
, !- Vertex 14 Y-coordinate {m}
, !- Vertex 14 Z-coordinate {m}
, !- Vertex 15 X-coordinate {m}
, !- Vertex 15 Y-coordinate {m}
, !- Vertex 15 Z-coordinate {m}
, !- Vertex 16 X-coordinate {m}
, !- Vertex 16 Y-coordinate {m}
, !- Vertex 16 Z-coordinate {m}
, !- Vertex 17 X-coordinate {m}
, !- Vertex 17 Y-coordinate {m}
, !- Vertex 17 Z-coordinate {m}
, !- Vertex 18 X-coordinate {m}
, !- Vertex 18 Y-coordinate {m}
, !- Vertex 18 Z-coordinate {m}
, !- Vertex 19 X-coordinate {m}
, !- Vertex 19 Y-coordinate {m}
, !- Vertex 19 Z-coordinate {m}
, !- Vertex 20 X-coordinate {m}
, !- Vertex 20 Y-coordinate {m}
; !- Vertex 20 Z-coordinate {m}
BuildingSurface:Detailed,
L1S1-Corridor_Srf_6, !- Name
Wall, !- Surface Type
Hole, !- Construction Name
L1S1-Corridor Thermal Zone, !- Zone Name
Surface, !- Outside Boundary Condition
L1S1-Stairs_Srf_1, !- Outside Boundary Condition Object
NoSun, !- Sun Exposure
NoWind, !- Wind Exposure
, !- View Factor to Ground
4, !- Number of Vertices
78.334, !- Vertex 1 X-coordinate {m}
51.444, !- Vertex 1 Y-coordinate {m}
2.819, !- Vertex 1 Z-coordinate {m}
78.334, !- Vertex 2 X-coordinate {m}
51.444, !- Vertex 2 Y-coordinate {m}
2.134, !- Vertex 2 Z-coordinate {m}
78.334, !- Vertex 3 X-coordinate {m}
58.339, !- Vertex 3 Y-coordinate {m}
2.134, !- Vertex 3 Z-coordinate {m}
78.334, !- Vertex 4 X-coordinate {m}
58.339, !- Vertex 4 Y-coordinate {m}
2.819, !- Vertex 4 Z-coordinate {m}
, !- Vertex 5 X-coordinate {m}
, !- Vertex 5 Y-coordinate {m}
, !- Vertex 5 Z-coordinate {m}
, !- Vertex 6 X-coordinate {m}
, !- Vertex 6 Y-coordinate {m}
, !- Vertex 6 Z-coordinate {m}
, !- Vertex 7 X-coordinate {m}
, !- Vertex 7 Y-coordinate {m}
, !- Vertex 7 Z-coordinate {m}
, !- Vertex 8 X-coordinate {m}
, !- Vertex 8 Y-coordinate {m}
, !- Vertex 8 Z-coordinate {m}
, !- Vertex 9 X-coordinate {m}
, !- Vertex 9 Y-coordinate {m}
, !- Vertex 9 Z-coordinate {m}
, !- Vertex 10 X-coordinate {m}
, !- Vertex 10 Y-coordinate {m}
, !- Vertex 10 Z-coordinate {m}
, !- Vertex 11 X-coordinate {m}
, !- Vertex 11 Y-coordinate {m}
, !- Vertex 11 Z-coordinate {m}
, !- Vertex 12 X-coordinate {m}
, !- Vertex 12 Y-coordinate {m}
, !- Vertex 12 Z-coordinate {m}
, !- Vertex 13 X-coordinate {m}
, !- Vertex 13 Y-coordinate {m}
, !- Vertex 13 Z-coordinate {m}
, !- Vertex 14 X-coordinate {m}
, !- Vertex 14 Y-coordinate {m}
, !- Vertex 14 Z-coordinate {m}
, !- Vertex 15 X-coordinate {m}
, !- Vertex 15 Y-coordinate {m}
, !- Vertex 15 Z-coordinate {m}
, !- Vertex 16 X-coordinate {m}
, !- Vertex 16 Y-coordinate {m}
, !- Vertex 16 Z-coordinate {m}
, !- Vertex 17 X-coordinate {m}
, !- Vertex 17 Y-coordinate {m}
, !- Vertex 17 Z-coordinate {m}
, !- Vertex 18 X-coordinate {m}
, !- Vertex 18 Y-coordinate {m}
, !- Vertex 18 Z-coordinate {m}
, !- Vertex 19 X-coordinate {m}
, !- Vertex 19 Y-coordinate {m}
, !- Vertex 19 Z-coordinate {m}
, !- Vertex 20 X-coordinate {m}
, !- Vertex 20 Y-coordinate {m}
; !- Vertex 20 Z-coordinate {m}
BuildingSurface:Detailed,
L1S1-Corridor_Srf_7, !- Name
Wall, !- Surface Type
Hole, !- Construction Name
L1S1-Corridor Thermal Zone, !- Zone Name
Surface, !- Outside Boundary Condition
L1S1-DeliCooler_Srf_5, !- Outside Boundary Condition Object
NoSun, !- Sun Exposure
NoWind, !- Wind Exposure
, !- View Factor to Ground
4, !- Number of Vertices
78.334, !- Vertex 1 X-coordinate {m}
58.339, !- Vertex 1 Y-coordinate {m}
2.819, !- Vertex 1 Z-coordinate {m}
78.334, !- Vertex 2 X-coordinate {m}
58.339, !- Vertex 2 Y-coordinate {m}
2.134, !- Vertex 2 Z-coordinate {m}
77.424, !- Vertex 3 X-coordinate {m}
58.339, !- Vertex 3 Y-coordinate {m}
2.134, !- Vertex 3 Z-coordinate {m}
77.424, !- Vertex 4 X-coordinate {m}
58.339, !- Vertex 4 Y-coordinate {m}
2.819, !- Vertex 4 Z-coordinate {m}
, !- Vertex 5 X-coordinate {m}
, !- Vertex 5 Y-coordinate {m}
, !- Vertex 5 Z-coordinate {m}
, !- Vertex 6 X-coordinate {m}
, !- Vertex 6 Y-coordinate {m}
, !- Vertex 6 Z-coordinate {m}
, !- Vertex 7 X-coordinate {m}
, !- Vertex 7 Y-coordinate {m}
, !- Vertex 7 Z-coordinate {m}
, !- Vertex 8 X-coordinate {m}
, !- Vertex 8 Y-coordinate {m}
, !- Vertex 8 Z-coordinate {m}
, !- Vertex 9 X-coordinate {m}
, !- Vertex 9 Y-coordinate {m}
, !- Vertex 9 Z-coordinate {m}
, !- Vertex 10 X-coordinate {m}
, !- Vertex 10 Y-coordinate {m}
, !- Vertex 10 Z-coordinate {m}
, !- Vertex 11 X-coordinate {m}
, !- Vertex 11 Y-coordinate {m}
, !- Vertex 11 Z-coordinate {m}
, !- Vertex 12 X-coordinate {m}
, !- Vertex 12 Y-coordinate {m}
, !- Vertex 12 Z-coordinate {m}
, !- Vertex 13 X-coordinate {m}
, !- Vertex 13 Y-coordinate {m}
, !- Vertex 13 Z-coordinate {m}
, !- Vertex 14 X-coordinate {m}
, !- Vertex 14 Y-coordinate {m}
, !- Vertex 14 Z-coordinate {m}
, !- Vertex 15 X-coordinate {m}
, !- Vertex 15 Y-coordinate {m}
, !- Vertex 15 Z-coordinate {m}
, !- Vertex 16 X-coordinate {m}
, !- Vertex 16 Y-coordinate {m}
, !- Vertex 16 Z-coordinate {m}
, !- Vertex 17 X-coordinate {m}
, !- Vertex 17 Y-coordinate {m}
, !- Vertex 17 Z-coordinate {m}
, !- Vertex 18 X-coordinate {m}
, !- Vertex 18 Y-coordinate {m}
, !- Vertex 18 Z-coordinate {m}
, !- Vertex 19 X-coordinate {m}
, !- Vertex 19 Y-coordinate {m}
, !- Vertex 19 Z-coordinate {m}
, !- Vertex 20 X-coordinate {m}
, !- Vertex 20 Y-coordinate {m}
; !- Vertex 20 Z-coordinate {m}
BuildingSurface:Detailed,
L1S1-Corridor_Srf_8, !- Name
Roof, !- Surface Type
Roof_BOH, !- Construction Name
L1S1-Corridor Thermal Zone, !- Zone Name
Outdoors, !- Outside Boundary Condition
, !- Outside Boundary Condition Object
SunExposed, !- Sun Exposure
WindExposed, !- Wind Exposure
, !- View Factor to Ground
4, !- Number of Vertices
76.566, !- Vertex 1 X-coordinate {m}
58.339, !- Vertex 1 Y-coordinate {m}
2.819, !- Vertex 1 Z-coordinate {m}
76.566, !- Vertex 2 X-coordinate {m}
51.444, !- Vertex 2 Y-coordinate {m}
2.819, !- Vertex 2 Z-coordinate {m}
78.334, !- Vertex 3 X-coordinate {m}
51.444, !- Vertex 3 Y-coordinate {m}
2.819, !- Vertex 3 Z-coordinate {m}
78.334, !- Vertex 4 X-coordinate {m}
58.339, !- Vertex 4 Y-coordinate {m}
2.819, !- Vertex 4 Z-coordinate {m}
, !- Vertex 5 X-coordinate {m}
, !- Vertex 5 Y-coordinate {m}
, !- Vertex 5 Z-coordinate {m}
, !- Vertex 6 X-coordinate {m}
, !- Vertex 6 Y-coordinate {m}
, !- Vertex 6 Z-coordinate {m}
, !- Vertex 7 X-coordinate {m}
, !- Vertex 7 Y-coordinate {m}
, !- Vertex 7 Z-coordinate {m}
, !- Vertex 8 X-coordinate {m}
, !- Vertex 8 Y-coordinate {m}
, !- Vertex 8 Z-coordinate {m}
, !- Vertex 9 X-coordinate {m}
, !- Vertex 9 Y-coordinate {m}
, !- Vertex 9 Z-coordinate {m}
, !- Vertex 10 X-coordinate {m}
, !- Vertex 10 Y-coordinate {m}
, !- Vertex 10 Z-coordinate {m}
, !- Vertex 11 X-coordinate {m}
, !- Vertex 11 Y-coordinate {m}
, !- Vertex 11 Z-coordinate {m}
, !- Vertex 12 X-coordinate {m}
, !- Vertex 12 Y-coordinate {m}
, !- Vertex 12 Z-coordinate {m}
, !- Vertex 13 X-coordinate {m}
, !- Vertex 13 Y-coordinate {m}
, !- Vertex 13 Z-coordinate {m}
, !- Vertex 14 X-coordinate {m}
, !- Vertex 14 Y-coordinate {m}
, !- Vertex 14 Z-coordinate {m}
, !- Vertex 15 X-coordinate {m}
, !- Vertex 15 Y-coordinate {m}
, !- Vertex 15 Z-coordinate {m}
, !- Vertex 16 X-coordinate {m}
, !- Vertex 16 Y-coordinate {m}
, !- Vertex 16 Z-coordinate {m}
, !- Vertex 17 X-coordinate {m}
, !- Vertex 17 Y-coordinate {m}
, !- Vertex 17 Z-coordinate {m}
, !- Vertex 18 X-coordinate {m}
, !- Vertex 18 Y-coordinate {m}
, !- Vertex 18 Z-coordinate {m}
, !- Vertex 19 X-coordinate {m}
, !- Vertex 19 Y-coordinate {m}
, !- Vertex 19 Z-coordinate {m}
, !- Vertex 20 X-coordinate {m}
, !- Vertex 20 Y-coordinate {m}
; !- Vertex 20 Z-coordinate {m}
BuildingSurface:Detailed,
L1S1-DairyCooler_Srf_0, !- Name
Floor, !- Surface Type
Hole, !- Construction Name
L1S1-DairyCooler Thermal Zone, !- Zone Name
Surface, !- Outside Boundary Condition
L1-112-DairyCooler_Srf_10, !- Outside Boundary Condition Object
NoSun, !- Sun Exposure
NoWind, !- Wind Exposure
, !- View Factor to Ground
8, !- Number of Vertices
44.444, !- Vertex 1 X-coordinate {m}
61.783, !- Vertex 1 Y-coordinate {m}
2.134, !- Vertex 1 Z-coordinate {m}
44.444, !- Vertex 2 X-coordinate {m}
56.479, !- Vertex 2 Y-coordinate {m}
2.134, !- Vertex 2 Z-coordinate {m}
43.312, !- Vertex 3 X-coordinate {m}
56.479, !- Vertex 3 Y-coordinate {m}
2.134, !- Vertex 3 Z-coordinate {m}
43.312, !- Vertex 4 X-coordinate {m}
50.963, !- Vertex 4 Y-coordinate {m}
2.134, !- Vertex 4 Z-coordinate {m}
41.118, !- Vertex 5 X-coordinate {m}
50.963, !- Vertex 5 Y-coordinate {m}
2.134, !- Vertex 5 Z-coordinate {m}
41.118, !- Vertex 6 X-coordinate {m}
55.077, !- Vertex 6 Y-coordinate {m}
2.134, !- Vertex 6 Z-coordinate {m}
41.403, !- Vertex 7 X-coordinate {m}
55.077, !- Vertex 7 Y-coordinate {m}
2.134, !- Vertex 7 Z-coordinate {m}
41.403, !- Vertex 8 X-coordinate {m}
61.783, !- Vertex 8 Y-coordinate {m}
2.134, !- Vertex 8 Z-coordinate {m}
, !- Vertex 9 X-coordinate {m}
, !- Vertex 9 Y-coordinate {m}
, !- Vertex 9 Z-coordinate {m}
, !- Vertex 10 X-coordinate {m}
, !- Vertex 10 Y-coordinate {m}
, !- Vertex 10 Z-coordinate {m}
, !- Vertex 11 X-coordinate {m}
, !- Vertex 11 Y-coordinate {m}
, !- Vertex 11 Z-coordinate {m}
, !- Vertex 12 X-coordinate {m}
, !- Vertex 12 Y-coordinate {m}
, !- Vertex 12 Z-coordinate {m}
, !- Vertex 13 X-coordinate {m}
, !- Vertex 13 Y-coordinate {m}
, !- Vertex 13 Z-coordinate {m}
, !- Vertex 14 X-coordinate {m}
, !- Vertex 14 Y-coordinate {m}
, !- Vertex 14 Z-coordinate {m}
, !- Vertex 15 X-coordinate {m}
, !- Vertex 15 Y-coordinate {m}
, !- Vertex 15 Z-coordinate {m}
, !- Vertex 16 X-coordinate {m}
, !- Vertex 16 Y-coordinate {m}
, !- Vertex 16 Z-coordinate {m}
, !- Vertex 17 X-coordinate {m}
, !- Vertex 17 Y-coordinate {m}
, !- Vertex 17 Z-coordinate {m}
, !- Vertex 18 X-coordinate {m}
, !- Vertex 18 Y-coordinate {m}
, !- Vertex 18 Z-coordinate {m}
, !- Vertex 19 X-coordinate {m}
, !- Vertex 19 Y-coordinate {m}
, !- Vertex 19 Z-coordinate {m}
, !- Vertex 20 X-coordinate {m}
, !- Vertex 20 Y-coordinate {m}
; !- Vertex 20 Z-coordinate {m}
BuildingSurface:Detailed,
L1S1-DairyCooler_Srf_1, !- Name
Wall, !- Surface Type
Hole, !- Construction Name
L1S1-DairyCooler Thermal Zone, !- Zone Name
Surface, !- Outside Boundary Condition
L1S1-Loading_Srf_4, !- Outside Boundary Condition Object
NoSun, !- Sun Exposure
NoWind, !- Wind Exposure
, !- View Factor to Ground
4, !- Number of Vertices
41.403, !- Vertex 1 X-coordinate {m}
61.783, !- Vertex 1 Y-coordinate {m}
2.819, !- Vertex 1 Z-coordinate {m}
41.403, !- Vertex 2 X-coordinate {m}
61.783, !- Vertex 2 Y-coordinate {m}
2.134, !- Vertex 2 Z-coordinate {m}
41.403, !- Vertex 3 X-coordinate {m}
55.077, !- Vertex 3 Y-coordinate {m}
2.134, !- Vertex 3 Z-coordinate {m}
41.403, !- Vertex 4 X-coordinate {m}
55.077, !- Vertex 4 Y-coordinate {m}
2.819, !- Vertex 4 Z-coordinate {m}
, !- Vertex 5 X-coordinate {m}
, !- Vertex 5 Y-coordinate {m}
, !- Vertex 5 Z-coordinate {m}
, !- Vertex 6 X-coordinate {m}
, !- Vertex 6 Y-coordinate {m}
, !- Vertex 6 Z-coordinate {m}
, !- Vertex 7 X-coordinate {m}
, !- Vertex 7 Y-coordinate {m}
, !- Vertex 7 Z-coordinate {m}
, !- Vertex 8 X-coordinate {m}
, !- Vertex 8 Y-coordinate {m}
, !- Vertex 8 Z-coordinate {m}
, !- Vertex 9 X-coordinate {m}
, !- Vertex 9 Y-coordinate {m}
, !- Vertex 9 Z-coordinate {m}
, !- Vertex 10 X-coordinate {m}
, !- Vertex 10 Y-coordinate {m}
, !- Vertex 10 Z-coordinate {m}
, !- Vertex 11 X-coordinate {m}
, !- Vertex 11 Y-coordinate {m}
, !- Vertex 11 Z-coordinate {m}
, !- Vertex 12 X-coordinate {m}
, !- Vertex 12 Y-coordinate {m}
, !- Vertex 12 Z-coordinate {m}
, !- Vertex 13 X-coordinate {m}
, !- Vertex 13 Y-coordinate {m}
, !- Vertex 13 Z-coordinate {m}
, !- Vertex 14 X-coordinate {m}
, !- Vertex 14 Y-coordinate {m}
, !- Vertex 14 Z-coordinate {m}
, !- Vertex 15 X-coordinate {m}
, !- Vertex 15 Y-coordinate {m}
, !- Vertex 15 Z-coordinate {m}
, !- Vertex 16 X-coordinate {m}
, !- Vertex 16 Y-coordinate {m}
, !- Vertex 16 Z-coordinate {m}
, !- Vertex 17 X-coordinate {m}
, !- Vertex 17 Y-coordinate {m}
, !- Vertex 17 Z-coordinate {m}
, !- Vertex 18 X-coordinate {m}
, !- Vertex 18 Y-coordinate {m}
, !- Vertex 18 Z-coordinate {m}
, !- Vertex 19 X-coordinate {m}
, !- Vertex 19 Y-coordinate {m}
, !- Vertex 19 Z-coordinate {m}
, !- Vertex 20 X-coordinate {m}
, !- Vertex 20 Y-coordinate {m}
; !- Vertex 20 Z-coordinate {m}
BuildingSurface:Detailed,
L1S1-DairyCooler_Srf_10, !- Name
Roof, !- Surface Type
Roof_BOH, !- Construction Name
L1S1-DairyCooler Thermal Zone, !- Zone Name
Outdoors, !- Outside Boundary Condition
, !- Outside Boundary Condition Object
SunExposed, !- Sun Exposure
WindExposed, !- Wind Exposure
, !- View Factor to Ground
8, !- Number of Vertices
41.403, !- Vertex 1 X-coordinate {m}
61.783, !- Vertex 1 Y-coordinate {m}
2.819, !- Vertex 1 Z-coordinate {m}
41.403, !- Vertex 2 X-coordinate {m}
55.077, !- Vertex 2 Y-coordinate {m}
2.819, !- Vertex 2 Z-coordinate {m}
41.118, !- Vertex 3 X-coordinate {m}
55.077, !- Vertex 3 Y-coordinate {m}
2.819, !- Vertex 3 Z-coordinate {m}
41.118, !- Vertex 4 X-coordinate {m}
50.963, !- Vertex 4 Y-coordinate {m}
2.819, !- Vertex 4 Z-coordinate {m}
43.312, !- Vertex 5 X-coordinate {m}
50.963, !- Vertex 5 Y-coordinate {m}
2.819, !- Vertex 5 Z-coordinate {m}
43.312, !- Vertex 6 X-coordinate {m}
56.479, !- Vertex 6 Y-coordinate {m}
2.819, !- Vertex 6 Z-coordinate {m}
44.444, !- Vertex 7 X-coordinate {m}
56.479, !- Vertex 7 Y-coordinate {m}
2.819, !- Vertex 7 Z-coordinate {m}
44.444, !- Vertex 8 X-coordinate {m}
61.783, !- Vertex 8 Y-coordinate {m}
2.819, !- Vertex 8 Z-coordinate {m}
, !- Vertex 9 X-coordinate {m}
, !- Vertex 9 Y-coordinate {m}
, !- Vertex 9 Z-coordinate {m}
, !- Vertex 10 X-coordinate {m}
, !- Vertex 10 Y-coordinate {m}
, !- Vertex 10 Z-coordinate {m}
, !- Vertex 11 X-coordinate {m}
, !- Vertex 11 Y-coordinate {m}
, !- Vertex 11 Z-coordinate {m}
, !- Vertex 12 X-coordinate {m}
, !- Vertex 12 Y-coordinate {m}
, !- Vertex 12 Z-coordinate {m}
, !- Vertex 13 X-coordinate {m}
, !- Vertex 13 Y-coordinate {m}
, !- Vertex 13 Z-coordinate {m}
, !- Vertex 14 X-coordinate {m}
, !- Vertex 14 Y-coordinate {m}
, !- Vertex 14 Z-coordinate {m}
, !- Vertex 15 X-coordinate {m}
, !- Vertex 15 Y-coordinate {m}
, !- Vertex 15 Z-coordinate {m}
, !- Vertex 16 X-coordinate {m}
, !- Vertex 16 Y-coordinate {m}
, !- Vertex 16 Z-coordinate {m}
, !- Vertex 17 X-coordinate {m}
, !- Vertex 17 Y-coordinate {m}
, !- Vertex 17 Z-coordinate {m}
, !- Vertex 18 X-coordinate {m}
, !- Vertex 18 Y-coordinate {m}
, !- Vertex 18 Z-coordinate {m}
, !- Vertex 19 X-coordinate {m}
, !- Vertex 19 Y-coordinate {m}
, !- Vertex 19 Z-coordinate {m}
, !- Vertex 20 X-coordinate {m}
, !- Vertex 20 Y-coordinate {m}
; !- Vertex 20 Z-coordinate {m}
BuildingSurface:Detailed,
L1S1-DairyCooler_Srf_2, !- Name
Wall, !- Surface Type
Hole, !- Construction Name
L1S1-DairyCooler Thermal Zone, !- Zone Name
Surface, !- Outside Boundary Condition
L1S1-Loading_Srf_5, !- Outside Boundary Condition Object
NoSun, !- Sun Exposure
NoWind, !- Wind Exposure
, !- View Factor to Ground
4, !- Number of Vertices
41.403, !- Vertex 1 X-coordinate {m}
55.077, !- Vertex 1 Y-coordinate {m}
2.819, !- Vertex 1 Z-coordinate {m}
41.403, !- Vertex 2 X-coordinate {m}
55.077, !- Vertex 2 Y-coordinate {m}
2.134, !- Vertex 2 Z-coordinate {m}
41.118, !- Vertex 3 X-coordinate {m}
55.077, !- Vertex 3 Y-coordinate {m}
2.134, !- Vertex 3 Z-coordinate {m}
41.118, !- Vertex 4 X-coordinate {m}
55.077, !- Vertex 4 Y-coordinate {m}
2.819, !- Vertex 4 Z-coordinate {m}
, !- Vertex 5 X-coordinate {m}
, !- Vertex 5 Y-coordinate {m}
, !- Vertex 5 Z-coordinate {m}
, !- Vertex 6 X-coordinate {m}
, !- Vertex 6 Y-coordinate {m}
, !- Vertex 6 Z-coordinate {m}
, !- Vertex 7 X-coordinate {m}
, !- Vertex 7 Y-coordinate {m}
, !- Vertex 7 Z-coordinate {m}
, !- Vertex 8 X-coordinate {m}
, !- Vertex 8 Y-coordinate {m}
, !- Vertex 8 Z-coordinate {m}
, !- Vertex 9 X-coordinate {m}
, !- Vertex 9 Y-coordinate {m}
, !- Vertex 9 Z-coordinate {m}
, !- Vertex 10 X-coordinate {m}
, !- Vertex 10 Y-coordinate {m}
, !- Vertex 10 Z-coordinate {m}
, !- Vertex 11 X-coordinate {m}
, !- Vertex 11 Y-coordinate {m}
, !- Vertex 11 Z-coordinate {m}
, !- Vertex 12 X-coordinate {m}
, !- Vertex 12 Y-coordinate {m}
, !- Vertex 12 Z-coordinate {m}
, !- Vertex 13 X-coordinate {m}
, !- Vertex 13 Y-coordinate {m}
, !- Vertex 13 Z-coordinate {m}
, !- Vertex 14 X-coordinate {m}
, !- Vertex 14 Y-coordinate {m}
, !- Vertex 14 Z-coordinate {m}
, !- Vertex 15 X-coordinate {m}
, !- Vertex 15 Y-coordinate {m}
, !- Vertex 15 Z-coordinate {m}
, !- Vertex 16 X-coordinate {m}
, !- Vertex 16 Y-coordinate {m}
, !- Vertex 16 Z-coordinate {m}
, !- Vertex 17 X-coordinate {m}
, !- Vertex 17 Y-coordinate {m}
, !- Vertex 17 Z-coordinate {m}
, !- Vertex 18 X-coordinate {m}
, !- Vertex 18 Y-coordinate {m}
, !- Vertex 18 Z-coordinate {m}
, !- Vertex 19 X-coordinate {m}
, !- Vertex 19 Y-coordinate {m}
, !- Vertex 19 Z-coordinate {m}
, !- Vertex 20 X-coordinate {m}
, !- Vertex 20 Y-coordinate {m}
; !- Vertex 20 Z-coordinate {m}
BuildingSurface:Detailed,
L1S1-DairyCooler_Srf_3, !- Name
Wall, !- Surface Type
Hole, !- Construction Name
L1S1-DairyCooler Thermal Zone, !- Zone Name
Surface, !- Outside Boundary Condition
L1S1-Loading_Srf_0, !- Outside Boundary Condition Object
NoSun, !- Sun Exposure
NoWind, !- Wind Exposure
, !- View Factor to Ground
4, !- Number of Vertices
41.118, !- Vertex 1 X-coordinate {m}
55.077, !- Vertex 1 Y-coordinate {m}
2.819, !- Vertex 1 Z-coordinate {m}
41.118, !- Vertex 2 X-coordinate {m}
55.077, !- Vertex 2 Y-coordinate {m}
2.134, !- Vertex 2 Z-coordinate {m}
41.118, !- Vertex 3 X-coordinate {m}
50.963, !- Vertex 3 Y-coordinate {m}
2.134, !- Vertex 3 Z-coordinate {m}
41.118, !- Vertex 4 X-coordinate {m}
50.963, !- Vertex 4 Y-coordinate {m}
2.819, !- Vertex 4 Z-coordinate {m}
, !- Vertex 5 X-coordinate {m}
, !- Vertex 5 Y-coordinate {m}
, !- Vertex 5 Z-coordinate {m}
, !- Vertex 6 X-coordinate {m}
, !- Vertex 6 Y-coordinate {m}
, !- Vertex 6 Z-coordinate {m}
, !- Vertex 7 X-coordinate {m}
, !- Vertex 7 Y-coordinate {m}
, !- Vertex 7 Z-coordinate {m}
, !- Vertex 8 X-coordinate {m}
, !- Vertex 8 Y-coordinate {m}
, !- Vertex 8 Z-coordinate {m}
, !- Vertex 9 X-coordinate {m}
, !- Vertex 9 Y-coordinate {m}
, !- Vertex 9 Z-coordinate {m}
, !- Vertex 10 X-coordinate {m}
, !- Vertex 10 Y-coordinate {m}
, !- Vertex 10 Z-coordinate {m}
, !- Vertex 11 X-coordinate {m}
, !- Vertex 11 Y-coordinate {m}
, !- Vertex 11 Z-coordinate {m}
, !- Vertex 12 X-coordinate {m}
, !- Vertex 12 Y-coordinate {m}
, !- Vertex 12 Z-coordinate {m}
, !- Vertex 13 X-coordinate {m}
, !- Vertex 13 Y-coordinate {m}
, !- Vertex 13 Z-coordinate {m}
, !- Vertex 14 X-coordinate {m}
, !- Vertex 14 Y-coordinate {m}
, !- Vertex 14 Z-coordinate {m}
, !- Vertex 15 X-coordinate {m}
, !- Vertex 15 Y-coordinate {m}
, !- Vertex 15 Z-coordinate {m}
, !- Vertex 16 X-coordinate {m}
, !- Vertex 16 Y-coordinate {m}
, !- Vertex 16 Z-coordinate {m}
, !- Vertex 17 X-coordinate {m}
, !- Vertex 17 Y-coordinate {m}
, !- Vertex 17 Z-coordinate {m}
, !- Vertex 18 X-coordinate {m}
, !- Vertex 18 Y-coordinate {m}
, !- Vertex 18 Z-coordinate {m}
, !- Vertex 19 X-coordinate {m}
, !- Vertex 19 Y-coordinate {m}
, !- Vertex 19 Z-coordinate {m}
, !- Vertex 20 X-coordinate {m}
, !- Vertex 20 Y-coordinate {m}
; !- Vertex 20 Z-coordinate {m}
BuildingSurface:Detailed,
L1S1-DairyCooler_Srf_4, !- Name
Wall, !- Surface Type
Hole, !- Construction Name
L1S1-DairyCooler Thermal Zone, !- Zone Name
Surface, !- Outside Boundary Condition
L1S1-Loading_Srf_2, !- Outside Boundary Condition Object
NoSun, !- Sun Exposure
NoWind, !- Wind Exposure
, !- View Factor to Ground
4, !- Number of Vertices
41.118, !- Vertex 1 X-coordinate {m}
50.963, !- Vertex 1 Y-coordinate {m}
2.819, !- Vertex 1 Z-coordinate {m}
41.118, !- Vertex 2 X-coordinate {m}
50.963, !- Vertex 2 Y-coordinate {m}
2.134, !- Vertex 2 Z-coordinate {m}
43.312, !- Vertex 3 X-coordinate {m}
50.963, !- Vertex 3 Y-coordinate {m}
2.134, !- Vertex 3 Z-coordinate {m}
43.312, !- Vertex 4 X-coordinate {m}
50.963, !- Vertex 4 Y-coordinate {m}
2.819, !- Vertex 4 Z-coordinate {m}
, !- Vertex 5 X-coordinate {m}
, !- Vertex 5 Y-coordinate {m}
, !- Vertex 5 Z-coordinate {m}
, !- Vertex 6 X-coordinate {m}
, !- Vertex 6 Y-coordinate {m}
, !- Vertex 6 Z-coordinate {m}
, !- Vertex 7 X-coordinate {m}
, !- Vertex 7 Y-coordinate {m}
, !- Vertex 7 Z-coordinate {m}
, !- Vertex 8 X-coordinate {m}
, !- Vertex 8 Y-coordinate {m}
, !- Vertex 8 Z-coordinate {m}
, !- Vertex 9 X-coordinate {m}
, !- Vertex 9 Y-coordinate {m}
, !- Vertex 9 Z-coordinate {m}
, !- Vertex 10 X-coordinate {m}
, !- Vertex 10 Y-coordinate {m}
, !- Vertex 10 Z-coordinate {m}
, !- Vertex 11 X-coordinate {m}
, !- Vertex 11 Y-coordinate {m}
, !- Vertex 11 Z-coordinate {m}
, !- Vertex 12 X-coordinate {m}
, !- Vertex 12 Y-coordinate {m}
, !- Vertex 12 Z-coordinate {m}
, !- Vertex 13 X-coordinate {m}
, !- Vertex 13 Y-coordinate {m}
, !- Vertex 13 Z-coordinate {m}
, !- Vertex 14 X-coordinate {m}
, !- Vertex 14 Y-coordinate {m}
, !- Vertex 14 Z-coordinate {m}
, !- Vertex 15 X-coordinate {m}
, !- Vertex 15 Y-coordinate {m}
, !- Vertex 15 Z-coordinate {m}
, !- Vertex 16 X-coordinate {m}
, !- Vertex 16 Y-coordinate {m}
, !- Vertex 16 Z-coordinate {m}
, !- Vertex 17 X-coordinate {m}
, !- Vertex 17 Y-coordinate {m}
, !- Vertex 17 Z-coordinate {m}
, !- Vertex 18 X-coordinate {m}
, !- Vertex 18 Y-coordinate {m}
, !- Vertex 18 Z-coordinate {m}
, !- Vertex 19 X-coordinate {m}
, !- Vertex 19 Y-coordinate {m}
, !- Vertex 19 Z-coordinate {m}
, !- Vertex 20 X-coordinate {m}
, !- Vertex 20 Y-coordinate {m}
; !- Vertex 20 Z-coordinate {m}
BuildingSurface:Detailed,
L1S1-DairyCooler_Srf_5, !- Name
Wall, !- Surface Type
Wall_Exterior, !- Construction Name
L1S1-DairyCooler Thermal Zone, !- Zone Name
Outdoors, !- Outside Boundary Condition
, !- Outside Boundary Condition Object
SunExposed, !- Sun Exposure
WindExposed, !- Wind Exposure
, !- View Factor to Ground
4, !- Number of Vertices
43.312, !- Vertex 1 X-coordinate {m}
50.963, !- Vertex 1 Y-coordinate {m}
2.819, !- Vertex 1 Z-coordinate {m}
43.312, !- Vertex 2 X-coordinate {m}
50.963, !- Vertex 2 Y-coordinate {m}
2.134, !- Vertex 2 Z-coordinate {m}
43.312, !- Vertex 3 X-coordinate {m}
56.479, !- Vertex 3 Y-coordinate {m}
2.134, !- Vertex 3 Z-coordinate {m}
43.312, !- Vertex 4 X-coordinate {m}
56.479, !- Vertex 4 Y-coordinate {m}
2.819, !- Vertex 4 Z-coordinate {m}
, !- Vertex 5 X-coordinate {m}
, !- Vertex 5 Y-coordinate {m}
, !- Vertex 5 Z-coordinate {m}
, !- Vertex 6 X-coordinate {m}
, !- Vertex 6 Y-coordinate {m}
, !- Vertex 6 Z-coordinate {m}
, !- Vertex 7 X-coordinate {m}
, !- Vertex 7 Y-coordinate {m}
, !- Vertex 7 Z-coordinate {m}
, !- Vertex 8 X-coordinate {m}
, !- Vertex 8 Y-coordinate {m}
, !- Vertex 8 Z-coordinate {m}
, !- Vertex 9 X-coordinate {m}
, !- Vertex 9 Y-coordinate {m}
, !- Vertex 9 Z-coordinate {m}
, !- Vertex 10 X-coordinate {m}
, !- Vertex 10 Y-coordinate {m}
, !- Vertex 10 Z-coordinate {m}
, !- Vertex 11 X-coordinate {m}
, !- Vertex 11 Y-coordinate {m}
, !- Vertex 11 Z-coordinate {m}
, !- Vertex 12 X-coordinate {m}
, !- Vertex 12 Y-coordinate {m}
, !- Vertex 12 Z-coordinate {m}
, !- Vertex 13 X-coordinate {m}
, !- Vertex 13 Y-coordinate {m}
, !- Vertex 13 Z-coordinate {m}
, !- Vertex 14 X-coordinate {m}
, !- Vertex 14 Y-coordinate {m}
, !- Vertex 14 Z-coordinate {m}
, !- Vertex 15 X-coordinate {m}
, !- Vertex 15 Y-coordinate {m}
, !- Vertex 15 Z-coordinate {m}
, !- Vertex 16 X-coordinate {m}
, !- Vertex 16 Y-coordinate {m}
, !- Vertex 16 Z-coordinate {m}
, !- Vertex 17 X-coordinate {m}
, !- Vertex 17 Y-coordinate {m}
, !- Vertex 17 Z-coordinate {m}
, !- Vertex 18 X-coordinate {m}
, !- Vertex 18 Y-coordinate {m}
, !- Vertex 18 Z-coordinate {m}
, !- Vertex 19 X-coordinate {m}
, !- Vertex 19 Y-coordinate {m}
, !- Vertex 19 Z-coordinate {m}
, !- Vertex 20 X-coordinate {m}
, !- Vertex 20 Y-coordinate {m}
; !- Vertex 20 Z-coordinate {m}
BuildingSurface:Detailed,
L1S1-DairyCooler_Srf_6, !- Name
Wall, !- Surface Type
Hole, !- Construction Name
L1S1-DairyCooler Thermal Zone, !- Zone Name
Surface, !- Outside Boundary Condition
L1S1-SalesRefrigerationReachInDairy2_Srf_2, !- Outside Boundary Condition Object
NoSun, !- Sun Exposure
NoWind, !- Wind Exposure
, !- View Factor to Ground
4, !- Number of Vertices
43.312, !- Vertex 1 X-coordinate {m}
56.479, !- Vertex 1 Y-coordinate {m}
2.819, !- Vertex 1 Z-coordinate {m}
43.312, !- Vertex 2 X-coordinate {m}
56.479, !- Vertex 2 Y-coordinate {m}
2.134, !- Vertex 2 Z-coordinate {m}
44.444, !- Vertex 3 X-coordinate {m}
56.479, !- Vertex 3 Y-coordinate {m}
2.134, !- Vertex 3 Z-coordinate {m}
44.444, !- Vertex 4 X-coordinate {m}
56.479, !- Vertex 4 Y-coordinate {m}
2.819, !- Vertex 4 Z-coordinate {m}
, !- Vertex 5 X-coordinate {m}
, !- Vertex 5 Y-coordinate {m}
, !- Vertex 5 Z-coordinate {m}
, !- Vertex 6 X-coordinate {m}
, !- Vertex 6 Y-coordinate {m}
, !- Vertex 6 Z-coordinate {m}
, !- Vertex 7 X-coordinate {m}
, !- Vertex 7 Y-coordinate {m}
, !- Vertex 7 Z-coordinate {m}
, !- Vertex 8 X-coordinate {m}
, !- Vertex 8 Y-coordinate {m}
, !- Vertex 8 Z-coordinate {m}
, !- Vertex 9 X-coordinate {m}
, !- Vertex 9 Y-coordinate {m}
, !- Vertex 9 Z-coordinate {m}
, !- Vertex 10 X-coordinate {m}
, !- Vertex 10 Y-coordinate {m}
, !- Vertex 10 Z-coordinate {m}
, !- Vertex 11 X-coordinate {m}
, !- Vertex 11 Y-coordinate {m}
, !- Vertex 11 Z-coordinate {m}
, !- Vertex 12 X-coordinate {m}
, !- Vertex 12 Y-coordinate {m}
, !- Vertex 12 Z-coordinate {m}
, !- Vertex 13 X-coordinate {m}
, !- Vertex 13 Y-coordinate {m}
, !- Vertex 13 Z-coordinate {m}
, !- Vertex 14 X-coordinate {m}
, !- Vertex 14 Y-coordinate {m}
, !- Vertex 14 Z-coordinate {m}
, !- Vertex 15 X-coordinate {m}
, !- Vertex 15 Y-coordinate {m}
, !- Vertex 15 Z-coordinate {m}
, !- Vertex 16 X-coordinate {m}
, !- Vertex 16 Y-coordinate {m}
, !- Vertex 16 Z-coordinate {m}
, !- Vertex 17 X-coordinate {m}
, !- Vertex 17 Y-coordinate {m}
, !- Vertex 17 Z-coordinate {m}
, !- Vertex 18 X-coordinate {m}
, !- Vertex 18 Y-coordinate {m}
, !- Vertex 18 Z-coordinate {m}
, !- Vertex 19 X-coordinate {m}
, !- Vertex 19 Y-coordinate {m}
, !- Vertex 19 Z-coordinate {m}
, !- Vertex 20 X-coordinate {m}
, !- Vertex 20 Y-coordinate {m}
; !- Vertex 20 Z-coordinate {m}
BuildingSurface:Detailed,
L1S1-DairyCooler_Srf_7, !- Name
Wall, !- Surface Type
Hole, !- Construction Name
L1S1-DairyCooler Thermal Zone, !- Zone Name
Surface, !- Outside Boundary Condition
L1S1-SalesNorth_Srf_12, !- Outside Boundary Condition Object
NoSun, !- Sun Exposure
NoWind, !- Wind Exposure
, !- View Factor to Ground
4, !- Number of Vertices
44.444, !- Vertex 1 X-coordinate {m}
56.479, !- Vertex 1 Y-coordinate {m}
2.819, !- Vertex 1 Z-coordinate {m}
44.444, !- Vertex 2 X-coordinate {m}
56.479, !- Vertex 2 Y-coordinate {m}
2.134, !- Vertex 2 Z-coordinate {m}
44.444, !- Vertex 3 X-coordinate {m}
57.812, !- Vertex 3 Y-coordinate {m}
2.134, !- Vertex 3 Z-coordinate {m}
44.444, !- Vertex 4 X-coordinate {m}
57.812, !- Vertex 4 Y-coordinate {m}
2.819, !- Vertex 4 Z-coordinate {m}
, !- Vertex 5 X-coordinate {m}
, !- Vertex 5 Y-coordinate {m}
, !- Vertex 5 Z-coordinate {m}
, !- Vertex 6 X-coordinate {m}
, !- Vertex 6 Y-coordinate {m}
, !- Vertex 6 Z-coordinate {m}
, !- Vertex 7 X-coordinate {m}
, !- Vertex 7 Y-coordinate {m}
, !- Vertex 7 Z-coordinate {m}
, !- Vertex 8 X-coordinate {m}
, !- Vertex 8 Y-coordinate {m}
, !- Vertex 8 Z-coordinate {m}
, !- Vertex 9 X-coordinate {m}
, !- Vertex 9 Y-coordinate {m}
, !- Vertex 9 Z-coordinate {m}
, !- Vertex 10 X-coordinate {m}
, !- Vertex 10 Y-coordinate {m}
, !- Vertex 10 Z-coordinate {m}
, !- Vertex 11 X-coordinate {m}
, !- Vertex 11 Y-coordinate {m}
, !- Vertex 11 Z-coordinate {m}
, !- Vertex 12 X-coordinate {m}
, !- Vertex 12 Y-coordinate {m}
, !- Vertex 12 Z-coordinate {m}
, !- Vertex 13 X-coordinate {m}
, !- Vertex 13 Y-coordinate {m}
, !- Vertex 13 Z-coordinate {m}
, !- Vertex 14 X-coordinate {m}
, !- Vertex 14 Y-coordinate {m}
, !- Vertex 14 Z-coordinate {m}
, !- Vertex 15 X-coordinate {m}
, !- Vertex 15 Y-coordinate {m}
, !- Vertex 15 Z-coordinate {m}
, !- Vertex 16 X-coordinate {m}
, !- Vertex 16 Y-coordinate {m}
, !- Vertex 16 Z-coordinate {m}
, !- Vertex 17 X-coordinate {m}
, !- Vertex 17 Y-coordinate {m}
, !- Vertex 17 Z-coordinate {m}
, !- Vertex 18 X-coordinate {m}
, !- Vertex 18 Y-coordinate {m}
, !- Vertex 18 Z-coordinate {m}
, !- Vertex 19 X-coordinate {m}
, !- Vertex 19 Y-coordinate {m}
, !- Vertex 19 Z-coordinate {m}
, !- Vertex 20 X-coordinate {m}
, !- Vertex 20 Y-coordinate {m}
; !- Vertex 20 Z-coordinate {m}
BuildingSurface:Detailed,
L1S1-DairyCooler_Srf_8, !- Name
Wall, !- Surface Type
Hole, !- Construction Name
L1S1-DairyCooler Thermal Zone, !- Zone Name
Surface, !- Outside Boundary Condition
L1S1-BeerCage_Srf_4, !- Outside Boundary Condition Object
NoSun, !- Sun Exposure
NoWind, !- Wind Exposure
, !- View Factor to Ground
4, !- Number of Vertices
44.444, !- Vertex 1 X-coordinate {m}
57.812, !- Vertex 1 Y-coordinate {m}
2.819, !- Vertex 1 Z-coordinate {m}
44.444, !- Vertex 2 X-coordinate {m}
57.812, !- Vertex 2 Y-coordinate {m}
2.134, !- Vertex 2 Z-coordinate {m}
44.444, !- Vertex 3 X-coordinate {m}
61.783, !- Vertex 3 Y-coordinate {m}
2.134, !- Vertex 3 Z-coordinate {m}
44.444, !- Vertex 4 X-coordinate {m}
61.783, !- Vertex 4 Y-coordinate {m}
2.819, !- Vertex 4 Z-coordinate {m}
, !- Vertex 5 X-coordinate {m}
, !- Vertex 5 Y-coordinate {m}
, !- Vertex 5 Z-coordinate {m}
, !- Vertex 6 X-coordinate {m}
, !- Vertex 6 Y-coordinate {m}
, !- Vertex 6 Z-coordinate {m}
, !- Vertex 7 X-coordinate {m}
, !- Vertex 7 Y-coordinate {m}
, !- Vertex 7 Z-coordinate {m}
, !- Vertex 8 X-coordinate {m}
, !- Vertex 8 Y-coordinate {m}
, !- Vertex 8 Z-coordinate {m}
, !- Vertex 9 X-coordinate {m}
, !- Vertex 9 Y-coordinate {m}
, !- Vertex 9 Z-coordinate {m}
, !- Vertex 10 X-coordinate {m}
, !- Vertex 10 Y-coordinate {m}
, !- Vertex 10 Z-coordinate {m}
, !- Vertex 11 X-coordinate {m}
, !- Vertex 11 Y-coordinate {m}
, !- Vertex 11 Z-coordinate {m}
, !- Vertex 12 X-coordinate {m}
, !- Vertex 12 Y-coordinate {m}
, !- Vertex 12 Z-coordinate {m}
, !- Vertex 13 X-coordinate {m}
, !- Vertex 13 Y-coordinate {m}
, !- Vertex 13 Z-coordinate {m}
, !- Vertex 14 X-coordinate {m}
, !- Vertex 14 Y-coordinate {m}
, !- Vertex 14 Z-coordinate {m}
, !- Vertex 15 X-coordinate {m}
, !- Vertex 15 Y-coordinate {m}
, !- Vertex 15 Z-coordinate {m}
, !- Vertex 16 X-coordinate {m}
, !- Vertex 16 Y-coordinate {m}
, !- Vertex 16 Z-coordinate {m}
, !- Vertex 17 X-coordinate {m}
, !- Vertex 17 Y-coordinate {m}
, !- Vertex 17 Z-coordinate {m}
, !- Vertex 18 X-coordinate {m}
, !- Vertex 18 Y-coordinate {m}
, !- Vertex 18 Z-coordinate {m}
, !- Vertex 19 X-coordinate {m}
, !- Vertex 19 Y-coordinate {m}
, !- Vertex 19 Z-coordinate {m}
, !- Vertex 20 X-coordinate {m}
, !- Vertex 20 Y-coordinate {m}
; !- Vertex 20 Z-coordinate {m}
BuildingSurface:Detailed,
L1S1-DairyCooler_Srf_9, !- Name
Wall, !- Surface Type
Wall_Exterior, !- Construction Name
L1S1-DairyCooler Thermal Zone, !- Zone Name
Outdoors, !- Outside Boundary Condition
, !- Outside Boundary Condition Object
SunExposed, !- Sun Exposure
WindExposed, !- Wind Exposure
, !- View Factor to Ground
4, !- Number of Vertices
44.444, !- Vertex 1 X-coordinate {m}
61.783, !- Vertex 1 Y-coordinate {m}
2.819, !- Vertex 1 Z-coordinate {m}
44.444, !- Vertex 2 X-coordinate {m}
61.783, !- Vertex 2 Y-coordinate {m}
2.134, !- Vertex 2 Z-coordinate {m}
41.403, !- Vertex 3 X-coordinate {m}
61.783, !- Vertex 3 Y-coordinate {m}
2.134, !- Vertex 3 Z-coordinate {m}
41.403, !- Vertex 4 X-coordinate {m}
61.783, !- Vertex 4 Y-coordinate {m}
2.819, !- Vertex 4 Z-coordinate {m}
, !- Vertex 5 X-coordinate {m}
, !- Vertex 5 Y-coordinate {m}
, !- Vertex 5 Z-coordinate {m}
, !- Vertex 6 X-coordinate {m}
, !- Vertex 6 Y-coordinate {m}
, !- Vertex 6 Z-coordinate {m}
, !- Vertex 7 X-coordinate {m}
, !- Vertex 7 Y-coordinate {m}
, !- Vertex 7 Z-coordinate {m}
, !- Vertex 8 X-coordinate {m}
, !- Vertex 8 Y-coordinate {m}
, !- Vertex 8 Z-coordinate {m}
, !- Vertex 9 X-coordinate {m}
, !- Vertex 9 Y-coordinate {m}
, !- Vertex 9 Z-coordinate {m}
, !- Vertex 10 X-coordinate {m}
, !- Vertex 10 Y-coordinate {m}
, !- Vertex 10 Z-coordinate {m}
, !- Vertex 11 X-coordinate {m}
, !- Vertex 11 Y-coordinate {m}
, !- Vertex 11 Z-coordinate {m}
, !- Vertex 12 X-coordinate {m}
, !- Vertex 12 Y-coordinate {m}
, !- Vertex 12 Z-coordinate {m}
, !- Vertex 13 X-coordinate {m}
, !- Vertex 13 Y-coordinate {m}
, !- Vertex 13 Z-coordinate {m}
, !- Vertex 14 X-coordinate {m}
, !- Vertex 14 Y-coordinate {m}
, !- Vertex 14 Z-coordinate {m}
, !- Vertex 15 X-coordinate {m}
, !- Vertex 15 Y-coordinate {m}
, !- Vertex 15 Z-coordinate {m}
, !- Vertex 16 X-coordinate {m}
, !- Vertex 16 Y-coordinate {m}
, !- Vertex 16 Z-coordinate {m}
, !- Vertex 17 X-coordinate {m}
, !- Vertex 17 Y-coordinate {m}
, !- Vertex 17 Z-coordinate {m}
, !- Vertex 18 X-coordinate {m}
, !- Vertex 18 Y-coordinate {m}
, !- Vertex 18 Z-coordinate {m}
, !- Vertex 19 X-coordinate {m}
, !- Vertex 19 Y-coordinate {m}
, !- Vertex 19 Z-coordinate {m}
, !- Vertex 20 X-coordinate {m}
, !- Vertex 20 Y-coordinate {m}
; !- Vertex 20 Z-coordinate {m}
BuildingSurface:Detailed,
L1S1-DeliCooler_Srf_0, !- Name
Floor, !- Surface Type
Hole, !- Construction Name
L1S1-DeliCooler Thermal Zone, !- Zone Name
Surface, !- Outside Boundary Condition
L1-119-DeliCooler_Srf_6, !- Outside Boundary Condition Object
NoSun, !- Sun Exposure
NoWind, !- Wind Exposure
, !- View Factor to Ground
4, !- Number of Vertices
79.675, !- Vertex 1 X-coordinate {m}
61.783, !- Vertex 1 Y-coordinate {m}
2.134, !- Vertex 1 Z-coordinate {m}
79.675, !- Vertex 2 X-coordinate {m}
58.339, !- Vertex 2 Y-coordinate {m}
2.134, !- Vertex 2 Z-coordinate {m}
77.424, !- Vertex 3 X-coordinate {m}
58.339, !- Vertex 3 Y-coordinate {m}
2.134, !- Vertex 3 Z-coordinate {m}
77.424, !- Vertex 4 X-coordinate {m}
61.783, !- Vertex 4 Y-coordinate {m}
2.134, !- Vertex 4 Z-coordinate {m}
, !- Vertex 5 X-coordinate {m}
, !- Vertex 5 Y-coordinate {m}
, !- Vertex 5 Z-coordinate {m}
, !- Vertex 6 X-coordinate {m}
, !- Vertex 6 Y-coordinate {m}
, !- Vertex 6 Z-coordinate {m}
, !- Vertex 7 X-coordinate {m}
, !- Vertex 7 Y-coordinate {m}
, !- Vertex 7 Z-coordinate {m}
, !- Vertex 8 X-coordinate {m}
, !- Vertex 8 Y-coordinate {m}
, !- Vertex 8 Z-coordinate {m}
, !- Vertex 9 X-coordinate {m}
, !- Vertex 9 Y-coordinate {m}
, !- Vertex 9 Z-coordinate {m}
, !- Vertex 10 X-coordinate {m}
, !- Vertex 10 Y-coordinate {m}
, !- Vertex 10 Z-coordinate {m}
, !- Vertex 11 X-coordinate {m}
, !- Vertex 11 Y-coordinate {m}
, !- Vertex 11 Z-coordinate {m}
, !- Vertex 12 X-coordinate {m}
, !- Vertex 12 Y-coordinate {m}
, !- Vertex 12 Z-coordinate {m}
, !- Vertex 13 X-coordinate {m}
, !- Vertex 13 Y-coordinate {m}
, !- Vertex 13 Z-coordinate {m}
, !- Vertex 14 X-coordinate {m}
, !- Vertex 14 Y-coordinate {m}
, !- Vertex 14 Z-coordinate {m}
, !- Vertex 15 X-coordinate {m}
, !- Vertex 15 Y-coordinate {m}
, !- Vertex 15 Z-coordinate {m}
, !- Vertex 16 X-coordinate {m}
, !- Vertex 16 Y-coordinate {m}
, !- Vertex 16 Z-coordinate {m}
, !- Vertex 17 X-coordinate {m}
, !- Vertex 17 Y-coordinate {m}
, !- Vertex 17 Z-coordinate {m}
, !- Vertex 18 X-coordinate {m}
, !- Vertex 18 Y-coordinate {m}
, !- Vertex 18 Z-coordinate {m}
, !- Vertex 19 X-coordinate {m}
, !- Vertex 19 Y-coordinate {m}
, !- Vertex 19 Z-coordinate {m}
, !- Vertex 20 X-coordinate {m}
, !- Vertex 20 Y-coordinate {m}
; !- Vertex 20 Z-coordinate {m}
BuildingSurface:Detailed,
L1S1-DeliCooler_Srf_1, !- Name
Wall, !- Surface Type
Hole, !- Construction Name
L1S1-DeliCooler Thermal Zone, !- Zone Name
Surface, !- Outside Boundary Condition
L1S1-Stairs_Srf_7, !- Outside Boundary Condition Object
NoSun, !- Sun Exposure
NoWind, !- Wind Exposure
, !- View Factor to Ground
4, !- Number of Vertices
78.334, !- Vertex 1 X-coordinate {m}
58.339, !- Vertex 1 Y-coordinate {m}
2.819, !- Vertex 1 Z-coordinate {m}
78.334, !- Vertex 2 X-coordinate {m}
58.339, !- Vertex 2 Y-coordinate {m}
2.134, !- Vertex 2 Z-coordinate {m}
79.675, !- Vertex 3 X-coordinate {m}
58.339, !- Vertex 3 Y-coordinate {m}
2.134, !- Vertex 3 Z-coordinate {m}
79.675, !- Vertex 4 X-coordinate {m}
58.339, !- Vertex 4 Y-coordinate {m}
2.819, !- Vertex 4 Z-coordinate {m}
, !- Vertex 5 X-coordinate {m}
, !- Vertex 5 Y-coordinate {m}
, !- Vertex 5 Z-coordinate {m}
, !- Vertex 6 X-coordinate {m}
, !- Vertex 6 Y-coordinate {m}
, !- Vertex 6 Z-coordinate {m}
, !- Vertex 7 X-coordinate {m}
, !- Vertex 7 Y-coordinate {m}
, !- Vertex 7 Z-coordinate {m}
, !- Vertex 8 X-coordinate {m}
, !- Vertex 8 Y-coordinate {m}
, !- Vertex 8 Z-coordinate {m}
, !- Vertex 9 X-coordinate {m}
, !- Vertex 9 Y-coordinate {m}
, !- Vertex 9 Z-coordinate {m}
, !- Vertex 10 X-coordinate {m}
, !- Vertex 10 Y-coordinate {m}
, !- Vertex 10 Z-coordinate {m}
, !- Vertex 11 X-coordinate {m}
, !- Vertex 11 Y-coordinate {m}
, !- Vertex 11 Z-coordinate {m}
, !- Vertex 12 X-coordinate {m}
, !- Vertex 12 Y-coordinate {m}
, !- Vertex 12 Z-coordinate {m}
, !- Vertex 13 X-coordinate {m}
, !- Vertex 13 Y-coordinate {m}
, !- Vertex 13 Z-coordinate {m}
, !- Vertex 14 X-coordinate {m}
, !- Vertex 14 Y-coordinate {m}
, !- Vertex 14 Z-coordinate {m}
, !- Vertex 15 X-coordinate {m}
, !- Vertex 15 Y-coordinate {m}
, !- Vertex 15 Z-coordinate {m}
, !- Vertex 16 X-coordinate {m}
, !- Vertex 16 Y-coordinate {m}
, !- Vertex 16 Z-coordinate {m}
, !- Vertex 17 X-coordinate {m}
, !- Vertex 17 Y-coordinate {m}
, !- Vertex 17 Z-coordinate {m}
, !- Vertex 18 X-coordinate {m}
, !- Vertex 18 Y-coordinate {m}
, !- Vertex 18 Z-coordinate {m}
, !- Vertex 19 X-coordinate {m}
, !- Vertex 19 Y-coordinate {m}
, !- Vertex 19 Z-coordinate {m}
, !- Vertex 20 X-coordinate {m}
, !- Vertex 20 Y-coordinate {m}
; !- Vertex 20 Z-coordinate {m}
BuildingSurface:Detailed,
L1S1-DeliCooler_Srf_2, !- Name
Wall, !- Surface Type
Wall_Exterior, !- Construction Name
L1S1-DeliCooler Thermal Zone, !- Zone Name
Outdoors, !- Outside Boundary Condition
, !- Outside Boundary Condition Object
SunExposed, !- Sun Exposure
WindExposed, !- Wind Exposure
, !- View Factor to Ground
4, !- Number of Vertices
79.675, !- Vertex 1 X-coordinate {m}
58.339, !- Vertex 1 Y-coordinate {m}
2.819, !- Vertex 1 Z-coordinate {m}
79.675, !- Vertex 2 X-coordinate {m}
58.339, !- Vertex 2 Y-coordinate {m}
2.134, !- Vertex 2 Z-coordinate {m}
79.675, !- Vertex 3 X-coordinate {m}
61.783, !- Vertex 3 Y-coordinate {m}
2.134, !- Vertex 3 Z-coordinate {m}
79.675, !- Vertex 4 X-coordinate {m}
61.783, !- Vertex 4 Y-coordinate {m}
2.819, !- Vertex 4 Z-coordinate {m}
, !- Vertex 5 X-coordinate {m}
, !- Vertex 5 Y-coordinate {m}
, !- Vertex 5 Z-coordinate {m}
, !- Vertex 6 X-coordinate {m}
, !- Vertex 6 Y-coordinate {m}
, !- Vertex 6 Z-coordinate {m}
, !- Vertex 7 X-coordinate {m}
, !- Vertex 7 Y-coordinate {m}
, !- Vertex 7 Z-coordinate {m}
, !- Vertex 8 X-coordinate {m}
, !- Vertex 8 Y-coordinate {m}
, !- Vertex 8 Z-coordinate {m}
, !- Vertex 9 X-coordinate {m}
, !- Vertex 9 Y-coordinate {m}
, !- Vertex 9 Z-coordinate {m}
, !- Vertex 10 X-coordinate {m}
, !- Vertex 10 Y-coordinate {m}
, !- Vertex 10 Z-coordinate {m}
, !- Vertex 11 X-coordinate {m}
, !- Vertex 11 Y-coordinate {m}
, !- Vertex 11 Z-coordinate {m}
, !- Vertex 12 X-coordinate {m}
, !- Vertex 12 Y-coordinate {m}
, !- Vertex 12 Z-coordinate {m}
, !- Vertex 13 X-coordinate {m}
, !- Vertex 13 Y-coordinate {m}
, !- Vertex 13 Z-coordinate {m}
, !- Vertex 14 X-coordinate {m}
, !- Vertex 14 Y-coordinate {m}
, !- Vertex 14 Z-coordinate {m}
, !- Vertex 15 X-coordinate {m}
, !- Vertex 15 Y-coordinate {m}
, !- Vertex 15 Z-coordinate {m}
, !- Vertex 16 X-coordinate {m}
, !- Vertex 16 Y-coordinate {m}
, !- Vertex 16 Z-coordinate {m}
, !- Vertex 17 X-coordinate {m}
, !- Vertex 17 Y-coordinate {m}
, !- Vertex 17 Z-coordinate {m}
, !- Vertex 18 X-coordinate {m}
, !- Vertex 18 Y-coordinate {m}
, !- Vertex 18 Z-coordinate {m}
, !- Vertex 19 X-coordinate {m}
, !- Vertex 19 Y-coordinate {m}
, !- Vertex 19 Z-coordinate {m}
, !- Vertex 20 X-coordinate {m}
, !- Vertex 20 Y-coordinate {m}
; !- Vertex 20 Z-coordinate {m}
BuildingSurface:Detailed,
L1S1-DeliCooler_Srf_3, !- Name
Wall, !- Surface Type
Wall_Exterior, !- Construction Name
L1S1-DeliCooler Thermal Zone, !- Zone Name
Outdoors, !- Outside Boundary Condition
, !- Outside Boundary Condition Object
SunExposed, !- Sun Exposure
WindExposed, !- Wind Exposure
, !- View Factor to Ground
4, !- Number of Vertices
79.675, !- Vertex 1 X-coordinate {m}
61.783, !- Vertex 1 Y-coordinate {m}
2.819, !- Vertex 1 Z-coordinate {m}
79.675, !- Vertex 2 X-coordinate {m}
61.783, !- Vertex 2 Y-coordinate {m}
2.134, !- Vertex 2 Z-coordinate {m}
77.424, !- Vertex 3 X-coordinate {m}
61.783, !- Vertex 3 Y-coordinate {m}
2.134, !- Vertex 3 Z-coordinate {m}
77.424, !- Vertex 4 X-coordinate {m}
61.783, !- Vertex 4 Y-coordinate {m}
2.819, !- Vertex 4 Z-coordinate {m}
, !- Vertex 5 X-coordinate {m}
, !- Vertex 5 Y-coordinate {m}
, !- Vertex 5 Z-coordinate {m}
, !- Vertex 6 X-coordinate {m}
, !- Vertex 6 Y-coordinate {m}
, !- Vertex 6 Z-coordinate {m}
, !- Vertex 7 X-coordinate {m}
, !- Vertex 7 Y-coordinate {m}
, !- Vertex 7 Z-coordinate {m}
, !- Vertex 8 X-coordinate {m}
, !- Vertex 8 Y-coordinate {m}
, !- Vertex 8 Z-coordinate {m}
, !- Vertex 9 X-coordinate {m}
, !- Vertex 9 Y-coordinate {m}
, !- Vertex 9 Z-coordinate {m}
, !- Vertex 10 X-coordinate {m}
, !- Vertex 10 Y-coordinate {m}
, !- Vertex 10 Z-coordinate {m}
, !- Vertex 11 X-coordinate {m}
, !- Vertex 11 Y-coordinate {m}
, !- Vertex 11 Z-coordinate {m}
, !- Vertex 12 X-coordinate {m}
, !- Vertex 12 Y-coordinate {m}
, !- Vertex 12 Z-coordinate {m}
, !- Vertex 13 X-coordinate {m}
, !- Vertex 13 Y-coordinate {m}
, !- Vertex 13 Z-coordinate {m}
, !- Vertex 14 X-coordinate {m}
, !- Vertex 14 Y-coordinate {m}
, !- Vertex 14 Z-coordinate {m}
, !- Vertex 15 X-coordinate {m}
, !- Vertex 15 Y-coordinate {m}
, !- Vertex 15 Z-coordinate {m}
, !- Vertex 16 X-coordinate {m}
, !- Vertex 16 Y-coordinate {m}
, !- Vertex 16 Z-coordinate {m}
, !- Vertex 17 X-coordinate {m}
, !- Vertex 17 Y-coordinate {m}
, !- Vertex 17 Z-coordinate {m}
, !- Vertex 18 X-coordinate {m}
, !- Vertex 18 Y-coordinate {m}
, !- Vertex 18 Z-coordinate {m}
, !- Vertex 19 X-coordinate {m}
, !- Vertex 19 Y-coordinate {m}
, !- Vertex 19 Z-coordinate {m}
, !- Vertex 20 X-coordinate {m}
, !- Vertex 20 Y-coordinate {m}
; !- Vertex 20 Z-coordinate {m}
BuildingSurface:Detailed,
L1S1-DeliCooler_Srf_4, !- Name
Wall, !- Surface Type
Hole, !- Construction Name
L1S1-DeliCooler Thermal Zone, !- Zone Name
Surface, !- Outside Boundary Condition
L1S1-PreparedFoodsPrep_Srf_2, !- Outside Boundary Condition Object
NoSun, !- Sun Exposure
NoWind, !- Wind Exposure
, !- View Factor to Ground
4, !- Number of Vertices
77.424, !- Vertex 1 X-coordinate {m}
61.783, !- Vertex 1 Y-coordinate {m}
2.819, !- Vertex 1 Z-coordinate {m}
77.424, !- Vertex 2 X-coordinate {m}
61.783, !- Vertex 2 Y-coordinate {m}
2.134, !- Vertex 2 Z-coordinate {m}
77.424, !- Vertex 3 X-coordinate {m}
58.339, !- Vertex 3 Y-coordinate {m}
2.134, !- Vertex 3 Z-coordinate {m}
77.424, !- Vertex 4 X-coordinate {m}
58.339, !- Vertex 4 Y-coordinate {m}
2.819, !- Vertex 4 Z-coordinate {m}
, !- Vertex 5 X-coordinate {m}
, !- Vertex 5 Y-coordinate {m}
, !- Vertex 5 Z-coordinate {m}
, !- Vertex 6 X-coordinate {m}
, !- Vertex 6 Y-coordinate {m}
, !- Vertex 6 Z-coordinate {m}
, !- Vertex 7 X-coordinate {m}
, !- Vertex 7 Y-coordinate {m}
, !- Vertex 7 Z-coordinate {m}
, !- Vertex 8 X-coordinate {m}
, !- Vertex 8 Y-coordinate {m}
, !- Vertex 8 Z-coordinate {m}
, !- Vertex 9 X-coordinate {m}
, !- Vertex 9 Y-coordinate {m}
, !- Vertex 9 Z-coordinate {m}
, !- Vertex 10 X-coordinate {m}
, !- Vertex 10 Y-coordinate {m}
, !- Vertex 10 Z-coordinate {m}
, !- Vertex 11 X-coordinate {m}
, !- Vertex 11 Y-coordinate {m}
, !- Vertex 11 Z-coordinate {m}
, !- Vertex 12 X-coordinate {m}
, !- Vertex 12 Y-coordinate {m}
, !- Vertex 12 Z-coordinate {m}
, !- Vertex 13 X-coordinate {m}
, !- Vertex 13 Y-coordinate {m}
, !- Vertex 13 Z-coordinate {m}
, !- Vertex 14 X-coordinate {m}
, !- Vertex 14 Y-coordinate {m}
, !- Vertex 14 Z-coordinate {m}
, !- Vertex 15 X-coordinate {m}
, !- Vertex 15 Y-coordinate {m}
, !- Vertex 15 Z-coordinate {m}
, !- Vertex 16 X-coordinate {m}
, !- Vertex 16 Y-coordinate {m}
, !- Vertex 16 Z-coordinate {m}
, !- Vertex 17 X-coordinate {m}
, !- Vertex 17 Y-coordinate {m}
, !- Vertex 17 Z-coordinate {m}
, !- Vertex 18 X-coordinate {m}
, !- Vertex 18 Y-coordinate {m}
, !- Vertex 18 Z-coordinate {m}
, !- Vertex 19 X-coordinate {m}
, !- Vertex 19 Y-coordinate {m}
, !- Vertex 19 Z-coordinate {m}
, !- Vertex 20 X-coordinate {m}
, !- Vertex 20 Y-coordinate {m}
; !- Vertex 20 Z-coordinate {m}
BuildingSurface:Detailed,
L1S1-DeliCooler_Srf_5, !- Name
Wall, !- Surface Type
Hole, !- Construction Name
L1S1-DeliCooler Thermal Zone, !- Zone Name
Surface, !- Outside Boundary Condition
L1S1-Corridor_Srf_7, !- Outside Boundary Condition Object
NoSun, !- Sun Exposure
NoWind, !- Wind Exposure
, !- View Factor to Ground
4, !- Number of Vertices
77.424, !- Vertex 1 X-coordinate {m}
58.339, !- Vertex 1 Y-coordinate {m}
2.819, !- Vertex 1 Z-coordinate {m}
77.424, !- Vertex 2 X-coordinate {m}
58.339, !- Vertex 2 Y-coordinate {m}
2.134, !- Vertex 2 Z-coordinate {m}
78.334, !- Vertex 3 X-coordinate {m}
58.339, !- Vertex 3 Y-coordinate {m}
2.134, !- Vertex 3 Z-coordinate {m}
78.334, !- Vertex 4 X-coordinate {m}
58.339, !- Vertex 4 Y-coordinate {m}
2.819, !- Vertex 4 Z-coordinate {m}
, !- Vertex 5 X-coordinate {m}
, !- Vertex 5 Y-coordinate {m}
, !- Vertex 5 Z-coordinate {m}
, !- Vertex 6 X-coordinate {m}
, !- Vertex 6 Y-coordinate {m}
, !- Vertex 6 Z-coordinate {m}
, !- Vertex 7 X-coordinate {m}
, !- Vertex 7 Y-coordinate {m}
, !- Vertex 7 Z-coordinate {m}
, !- Vertex 8 X-coordinate {m}
, !- Vertex 8 Y-coordinate {m}
, !- Vertex 8 Z-coordinate {m}
, !- Vertex 9 X-coordinate {m}
, !- Vertex 9 Y-coordinate {m}
, !- Vertex 9 Z-coordinate {m}
, !- Vertex 10 X-coordinate {m}
, !- Vertex 10 Y-coordinate {m}
, !- Vertex 10 Z-coordinate {m}
, !- Vertex 11 X-coordinate {m}
, !- Vertex 11 Y-coordinate {m}
, !- Vertex 11 Z-coordinate {m}
, !- Vertex 12 X-coordinate {m}
, !- Vertex 12 Y-coordinate {m}
, !- Vertex 12 Z-coordinate {m}
, !- Vertex 13 X-coordinate {m}
, !- Vertex 13 Y-coordinate {m}
, !- Vertex 13 Z-coordinate {m}
, !- Vertex 14 X-coordinate {m}
, !- Vertex 14 Y-coordinate {m}
, !- Vertex 14 Z-coordinate {m}
, !- Vertex 15 X-coordinate {m}
, !- Vertex 15 Y-coordinate {m}
, !- Vertex 15 Z-coordinate {m}
, !- Vertex 16 X-coordinate {m}
, !- Vertex 16 Y-coordinate {m}
, !- Vertex 16 Z-coordinate {m}
, !- Vertex 17 X-coordinate {m}
, !- Vertex 17 Y-coordinate {m}
, !- Vertex 17 Z-coordinate {m}
, !- Vertex 18 X-coordinate {m}
, !- Vertex 18 Y-coordinate {m}
, !- Vertex 18 Z-coordinate {m}
, !- Vertex 19 X-coordinate {m}
, !- Vertex 19 Y-coordinate {m}
, !- Vertex 19 Z-coordinate {m}
, !- Vertex 20 X-coordinate {m}
, !- Vertex 20 Y-coordinate {m}
; !- Vertex 20 Z-coordinate {m}
BuildingSurface:Detailed,
L1S1-DeliCooler_Srf_6, !- Name
Roof, !- Surface Type
Roof_BOH, !- Construction Name
L1S1-DeliCooler Thermal Zone, !- Zone Name
Outdoors, !- Outside Boundary Condition
, !- Outside Boundary Condition Object
SunExposed, !- Sun Exposure
WindExposed, !- Wind Exposure
, !- View Factor to Ground
4, !- Number of Vertices
77.424, !- Vertex 1 X-coordinate {m}
61.783, !- Vertex 1 Y-coordinate {m}
2.819, !- Vertex 1 Z-coordinate {m}
77.424, !- Vertex 2 X-coordinate {m}
58.339, !- Vertex 2 Y-coordinate {m}
2.819, !- Vertex 2 Z-coordinate {m}
79.675, !- Vertex 3 X-coordinate {m}
58.339, !- Vertex 3 Y-coordinate {m}
2.819, !- Vertex 3 Z-coordinate {m}
79.675, !- Vertex 4 X-coordinate {m}
61.783, !- Vertex 4 Y-coordinate {m}
2.819, !- Vertex 4 Z-coordinate {m}
, !- Vertex 5 X-coordinate {m}
, !- Vertex 5 Y-coordinate {m}
, !- Vertex 5 Z-coordinate {m}
, !- Vertex 6 X-coordinate {m}
, !- Vertex 6 Y-coordinate {m}
, !- Vertex 6 Z-coordinate {m}
, !- Vertex 7 X-coordinate {m}
, !- Vertex 7 Y-coordinate {m}
, !- Vertex 7 Z-coordinate {m}
, !- Vertex 8 X-coordinate {m}
, !- Vertex 8 Y-coordinate {m}
, !- Vertex 8 Z-coordinate {m}
, !- Vertex 9 X-coordinate {m}
, !- Vertex 9 Y-coordinate {m}
, !- Vertex 9 Z-coordinate {m}
, !- Vertex 10 X-coordinate {m}
, !- Vertex 10 Y-coordinate {m}
, !- Vertex 10 Z-coordinate {m}
, !- Vertex 11 X-coordinate {m}
, !- Vertex 11 Y-coordinate {m}
, !- Vertex 11 Z-coordinate {m}
, !- Vertex 12 X-coordinate {m}
, !- Vertex 12 Y-coordinate {m}
, !- Vertex 12 Z-coordinate {m}
, !- Vertex 13 X-coordinate {m}
, !- Vertex 13 Y-coordinate {m}
, !- Vertex 13 Z-coordinate {m}
, !- Vertex 14 X-coordinate {m}
, !- Vertex 14 Y-coordinate {m}
, !- Vertex 14 Z-coordinate {m}
, !- Vertex 15 X-coordinate {m}
, !- Vertex 15 Y-coordinate {m}
, !- Vertex 15 Z-coordinate {m}
, !- Vertex 16 X-coordinate {m}
, !- Vertex 16 Y-coordinate {m}
, !- Vertex 16 Z-coordinate {m}
, !- Vertex 17 X-coordinate {m}
, !- Vertex 17 Y-coordinate {m}
, !- Vertex 17 Z-coordinate {m}
, !- Vertex 18 X-coordinate {m}
, !- Vertex 18 Y-coordinate {m}
, !- Vertex 18 Z-coordinate {m}
, !- Vertex 19 X-coordinate {m}
, !- Vertex 19 Y-coordinate {m}
, !- Vertex 19 Z-coordinate {m}
, !- Vertex 20 X-coordinate {m}
, !- Vertex 20 Y-coordinate {m}
; !- Vertex 20 Z-coordinate {m}
BuildingSurface:Detailed,
L1S1-Loading_Srf_0, !- Name
Wall, !- Surface Type
Hole, !- Construction Name
L1S1-Loading Thermal Zone, !- Zone Name
Surface, !- Outside Boundary Condition
L1S1-DairyCooler_Srf_3, !- Outside Boundary Condition Object
NoSun, !- Sun Exposure
NoWind, !- Wind Exposure
, !- View Factor to Ground
4, !- Number of Vertices
41.118, !- Vertex 1 X-coordinate {m}
50.963, !- Vertex 1 Y-coordinate {m}
2.819, !- Vertex 1 Z-coordinate {m}
41.118, !- Vertex 2 X-coordinate {m}
50.963, !- Vertex 2 Y-coordinate {m}
2.134, !- Vertex 2 Z-coordinate {m}
41.118, !- Vertex 3 X-coordinate {m}
55.077, !- Vertex 3 Y-coordinate {m}
2.134, !- Vertex 3 Z-coordinate {m}
41.118, !- Vertex 4 X-coordinate {m}
55.077, !- Vertex 4 Y-coordinate {m}
2.819, !- Vertex 4 Z-coordinate {m}
, !- Vertex 5 X-coordinate {m}
, !- Vertex 5 Y-coordinate {m}
, !- Vertex 5 Z-coordinate {m}
, !- Vertex 6 X-coordinate {m}
, !- Vertex 6 Y-coordinate {m}
, !- Vertex 6 Z-coordinate {m}
, !- Vertex 7 X-coordinate {m}
, !- Vertex 7 Y-coordinate {m}
, !- Vertex 7 Z-coordinate {m}
, !- Vertex 8 X-coordinate {m}
, !- Vertex 8 Y-coordinate {m}
, !- Vertex 8 Z-coordinate {m}
, !- Vertex 9 X-coordinate {m}
, !- Vertex 9 Y-coordinate {m}
, !- Vertex 9 Z-coordinate {m}
, !- Vertex 10 X-coordinate {m}
, !- Vertex 10 Y-coordinate {m}
, !- Vertex 10 Z-coordinate {m}
, !- Vertex 11 X-coordinate {m}
, !- Vertex 11 Y-coordinate {m}
, !- Vertex 11 Z-coordinate {m}
, !- Vertex 12 X-coordinate {m}
, !- Vertex 12 Y-coordinate {m}
, !- Vertex 12 Z-coordinate {m}
, !- Vertex 13 X-coordinate {m}
, !- Vertex 13 Y-coordinate {m}
, !- Vertex 13 Z-coordinate {m}
, !- Vertex 14 X-coordinate {m}
, !- Vertex 14 Y-coordinate {m}
, !- Vertex 14 Z-coordinate {m}
, !- Vertex 15 X-coordinate {m}
, !- Vertex 15 Y-coordinate {m}
, !- Vertex 15 Z-coordinate {m}
, !- Vertex 16 X-coordinate {m}
, !- Vertex 16 Y-coordinate {m}
, !- Vertex 16 Z-coordinate {m}
, !- Vertex 17 X-coordinate {m}
, !- Vertex 17 Y-coordinate {m}
, !- Vertex 17 Z-coordinate {m}
, !- Vertex 18 X-coordinate {m}
, !- Vertex 18 Y-coordinate {m}
, !- Vertex 18 Z-coordinate {m}
, !- Vertex 19 X-coordinate {m}
, !- Vertex 19 Y-coordinate {m}
, !- Vertex 19 Z-coordinate {m}
, !- Vertex 20 X-coordinate {m}
, !- Vertex 20 Y-coordinate {m}
; !- Vertex 20 Z-coordinate {m}
BuildingSurface:Detailed,
L1S1-Loading_Srf_1, !- Name
Wall, !- Surface Type
Hole, !- Construction Name
L1S1-Loading Thermal Zone, !- Zone Name
Surface, !- Outside Boundary Condition
L1S1-Produce_Srf_1, !- Outside Boundary Condition Object
NoSun, !- Sun Exposure
NoWind, !- Wind Exposure
, !- View Factor to Ground
4, !- Number of Vertices
44.444, !- Vertex 1 X-coordinate {m}
41.575, !- Vertex 1 Y-coordinate {m}
2.819, !- Vertex 1 Z-coordinate {m}
44.444, !- Vertex 2 X-coordinate {m}
41.575, !- Vertex 2 Y-coordinate {m}
2.134, !- Vertex 2 Z-coordinate {m}
43.312, !- Vertex 3 X-coordinate {m}
41.575, !- Vertex 3 Y-coordinate {m}
2.134, !- Vertex 3 Z-coordinate {m}
43.312, !- Vertex 4 X-coordinate {m}
41.575, !- Vertex 4 Y-coordinate {m}
2.819, !- Vertex 4 Z-coordinate {m}
, !- Vertex 5 X-coordinate {m}
, !- Vertex 5 Y-coordinate {m}
, !- Vertex 5 Z-coordinate {m}
, !- Vertex 6 X-coordinate {m}
, !- Vertex 6 Y-coordinate {m}
, !- Vertex 6 Z-coordinate {m}
, !- Vertex 7 X-coordinate {m}
, !- Vertex 7 Y-coordinate {m}
, !- Vertex 7 Z-coordinate {m}
, !- Vertex 8 X-coordinate {m}
, !- Vertex 8 Y-coordinate {m}
, !- Vertex 8 Z-coordinate {m}
, !- Vertex 9 X-coordinate {m}
, !- Vertex 9 Y-coordinate {m}
, !- Vertex 9 Z-coordinate {m}
, !- Vertex 10 X-coordinate {m}
, !- Vertex 10 Y-coordinate {m}
, !- Vertex 10 Z-coordinate {m}
, !- Vertex 11 X-coordinate {m}
, !- Vertex 11 Y-coordinate {m}
, !- Vertex 11 Z-coordinate {m}
, !- Vertex 12 X-coordinate {m}
, !- Vertex 12 Y-coordinate {m}
, !- Vertex 12 Z-coordinate {m}
, !- Vertex 13 X-coordinate {m}
, !- Vertex 13 Y-coordinate {m}
, !- Vertex 13 Z-coordinate {m}
, !- Vertex 14 X-coordinate {m}
, !- Vertex 14 Y-coordinate {m}
, !- Vertex 14 Z-coordinate {m}
, !- Vertex 15 X-coordinate {m}
, !- Vertex 15 Y-coordinate {m}
, !- Vertex 15 Z-coordinate {m}
, !- Vertex 16 X-coordinate {m}
, !- Vertex 16 Y-coordinate {m}
, !- Vertex 16 Z-coordinate {m}
, !- Vertex 17 X-coordinate {m}
, !- Vertex 17 Y-coordinate {m}
, !- Vertex 17 Z-coordinate {m}
, !- Vertex 18 X-coordinate {m}
, !- Vertex 18 Y-coordinate {m}
, !- Vertex 18 Z-coordinate {m}
, !- Vertex 19 X-coordinate {m}
, !- Vertex 19 Y-coordinate {m}
, !- Vertex 19 Z-coordinate {m}
, !- Vertex 20 X-coordinate {m}
, !- Vertex 20 Y-coordinate {m}
; !- Vertex 20 Z-coordinate {m}
BuildingSurface:Detailed,
L1S1-Loading_Srf_10, !- Name
Floor, !- Surface Type
Hole, !- Construction Name
L1S1-Loading Thermal Zone, !- Zone Name
outdoors, !- Outside Boundary Condition
, !- Outside Boundary Condition Object
SunExposed, !- Sun Exposure
WindExposed, !- Wind Exposure
, !- View Factor to Ground
10, !- Number of Vertices
41.403, !- Vertex 1 X-coordinate {m}
61.783, !- Vertex 1 Y-coordinate {m}
2.134, !- Vertex 1 Z-coordinate {m}
41.403, !- Vertex 2 X-coordinate {m}
55.077, !- Vertex 2 Y-coordinate {m}
2.134, !- Vertex 2 Z-coordinate {m}
41.118, !- Vertex 3 X-coordinate {m}
55.077, !- Vertex 3 Y-coordinate {m}
2.134, !- Vertex 3 Z-coordinate {m}
41.118, !- Vertex 4 X-coordinate {m}
50.963, !- Vertex 4 Y-coordinate {m}
2.134, !- Vertex 4 Z-coordinate {m}
43.312, !- Vertex 5 X-coordinate {m}
50.963, !- Vertex 5 Y-coordinate {m}
2.134, !- Vertex 5 Z-coordinate {m}
43.312, !- Vertex 6 X-coordinate {m}
41.575, !- Vertex 6 Y-coordinate {m}
2.134, !- Vertex 6 Z-coordinate {m}
44.444, !- Vertex 7 X-coordinate {m}
41.575, !- Vertex 7 Y-coordinate {m}
2.134, !- Vertex 7 Z-coordinate {m}
44.444, !- Vertex 8 X-coordinate {m}
25.878, !- Vertex 8 Y-coordinate {m}
2.134, !- Vertex 8 Z-coordinate {m}
38.222, !- Vertex 9 X-coordinate {m}
25.878, !- Vertex 9 Y-coordinate {m}
2.134, !- Vertex 9 Z-coordinate {m}
38.222, !- Vertex 10 X-coordinate {m}
61.783, !- Vertex 10 Y-coordinate {m}
2.134, !- Vertex 10 Z-coordinate {m}
, !- Vertex 11 X-coordinate {m}
, !- Vertex 11 Y-coordinate {m}
, !- Vertex 11 Z-coordinate {m}
, !- Vertex 12 X-coordinate {m}
, !- Vertex 12 Y-coordinate {m}
, !- Vertex 12 Z-coordinate {m}
, !- Vertex 13 X-coordinate {m}
, !- Vertex 13 Y-coordinate {m}
, !- Vertex 13 Z-coordinate {m}
, !- Vertex 14 X-coordinate {m}
, !- Vertex 14 Y-coordinate {m}
, !- Vertex 14 Z-coordinate {m}
, !- Vertex 15 X-coordinate {m}
, !- Vertex 15 Y-coordinate {m}
, !- Vertex 15 Z-coordinate {m}
, !- Vertex 16 X-coordinate {m}
, !- Vertex 16 Y-coordinate {m}
, !- Vertex 16 Z-coordinate {m}
, !- Vertex 17 X-coordinate {m}
, !- Vertex 17 Y-coordinate {m}
, !- Vertex 17 Z-coordinate {m}
, !- Vertex 18 X-coordinate {m}
, !- Vertex 18 Y-coordinate {m}
, !- Vertex 18 Z-coordinate {m}
, !- Vertex 19 X-coordinate {m}
, !- Vertex 19 Y-coordinate {m}
, !- Vertex 19 Z-coordinate {m}
, !- Vertex 20 X-coordinate {m}
, !- Vertex 20 Y-coordinate {m}
; !- Vertex 20 Z-coordinate {m}
BuildingSurface:Detailed,
L1S1-Loading_Srf_11, !- Name
Roof, !- Surface Type
Roof_BOH, !- Construction Name
L1S1-Loading Thermal Zone, !- Zone Name
Outdoors, !- Outside Boundary Condition
, !- Outside Boundary Condition Object
SunExposed, !- Sun Exposure
WindExposed, !- Wind Exposure
, !- View Factor to Ground
10, !- Number of Vertices
38.222, !- Vertex 1 X-coordinate {m}
61.783, !- Vertex 1 Y-coordinate {m}
2.819, !- Vertex 1 Z-coordinate {m}
38.222, !- Vertex 2 X-coordinate {m}
25.878, !- Vertex 2 Y-coordinate {m}
2.819, !- Vertex 2 Z-coordinate {m}
44.444, !- Vertex 3 X-coordinate {m}
25.878, !- Vertex 3 Y-coordinate {m}
2.819, !- Vertex 3 Z-coordinate {m}
44.444, !- Vertex 4 X-coordinate {m}
41.575, !- Vertex 4 Y-coordinate {m}
2.819, !- Vertex 4 Z-coordinate {m}
43.312, !- Vertex 5 X-coordinate {m}
41.575, !- Vertex 5 Y-coordinate {m}
2.819, !- Vertex 5 Z-coordinate {m}
43.312, !- Vertex 6 X-coordinate {m}
50.963, !- Vertex 6 Y-coordinate {m}
2.819, !- Vertex 6 Z-coordinate {m}
41.118, !- Vertex 7 X-coordinate {m}
50.963, !- Vertex 7 Y-coordinate {m}
2.819, !- Vertex 7 Z-coordinate {m}
41.118, !- Vertex 8 X-coordinate {m}
55.077, !- Vertex 8 Y-coordinate {m}
2.819, !- Vertex 8 Z-coordinate {m}
41.403, !- Vertex 9 X-coordinate {m}
55.077, !- Vertex 9 Y-coordinate {m}
2.819, !- Vertex 9 Z-coordinate {m}
41.403, !- Vertex 10 X-coordinate {m}
61.783, !- Vertex 10 Y-coordinate {m}
2.819, !- Vertex 10 Z-coordinate {m}
, !- Vertex 11 X-coordinate {m}
, !- Vertex 11 Y-coordinate {m}
, !- Vertex 11 Z-coordinate {m}
, !- Vertex 12 X-coordinate {m}
, !- Vertex 12 Y-coordinate {m}
, !- Vertex 12 Z-coordinate {m}
, !- Vertex 13 X-coordinate {m}
, !- Vertex 13 Y-coordinate {m}
, !- Vertex 13 Z-coordinate {m}
, !- Vertex 14 X-coordinate {m}
, !- Vertex 14 Y-coordinate {m}
, !- Vertex 14 Z-coordinate {m}
, !- Vertex 15 X-coordinate {m}
, !- Vertex 15 Y-coordinate {m}
, !- Vertex 15 Z-coordinate {m}
, !- Vertex 16 X-coordinate {m}
, !- Vertex 16 Y-coordinate {m}
, !- Vertex 16 Z-coordinate {m}
, !- Vertex 17 X-coordinate {m}
, !- Vertex 17 Y-coordinate {m}
, !- Vertex 17 Z-coordinate {m}
, !- Vertex 18 X-coordinate {m}
, !- Vertex 18 Y-coordinate {m}
, !- Vertex 18 Z-coordinate {m}
, !- Vertex 19 X-coordinate {m}
, !- Vertex 19 Y-coordinate {m}
, !- Vertex 19 Z-coordinate {m}
, !- Vertex 20 X-coordinate {m}
, !- Vertex 20 Y-coordinate {m}
; !- Vertex 20 Z-coordinate {m}
BuildingSurface:Detailed,
L1S1-Loading_Srf_2, !- Name
Wall, !- Surface Type
Hole, !- Construction Name
L1S1-Loading Thermal Zone, !- Zone Name
Surface, !- Outside Boundary Condition
L1S1-DairyCooler_Srf_4, !- Outside Boundary Condition Object
NoSun, !- Sun Exposure
NoWind, !- Wind Exposure
, !- View Factor to Ground
4, !- Number of Vertices
43.312, !- Vertex 1 X-coordinate {m}
50.963, !- Vertex 1 Y-coordinate {m}
2.819, !- Vertex 1 Z-coordinate {m}
43.312, !- Vertex 2 X-coordinate {m}
50.963, !- Vertex 2 Y-coordinate {m}
2.134, !- Vertex 2 Z-coordinate {m}
41.118, !- Vertex 3 X-coordinate {m}
50.963, !- Vertex 3 Y-coordinate {m}
2.134, !- Vertex 3 Z-coordinate {m}
41.118, !- Vertex 4 X-coordinate {m}
50.963, !- Vertex 4 Y-coordinate {m}
2.819, !- Vertex 4 Z-coordinate {m}
, !- Vertex 5 X-coordinate {m}
, !- Vertex 5 Y-coordinate {m}
, !- Vertex 5 Z-coordinate {m}
, !- Vertex 6 X-coordinate {m}
, !- Vertex 6 Y-coordinate {m}
, !- Vertex 6 Z-coordinate {m}
, !- Vertex 7 X-coordinate {m}
, !- Vertex 7 Y-coordinate {m}
, !- Vertex 7 Z-coordinate {m}
, !- Vertex 8 X-coordinate {m}
, !- Vertex 8 Y-coordinate {m}
, !- Vertex 8 Z-coordinate {m}
, !- Vertex 9 X-coordinate {m}
, !- Vertex 9 Y-coordinate {m}
, !- Vertex 9 Z-coordinate {m}
, !- Vertex 10 X-coordinate {m}
, !- Vertex 10 Y-coordinate {m}
, !- Vertex 10 Z-coordinate {m}
, !- Vertex 11 X-coordinate {m}
, !- Vertex 11 Y-coordinate {m}
, !- Vertex 11 Z-coordinate {m}
, !- Vertex 12 X-coordinate {m}
, !- Vertex 12 Y-coordinate {m}
, !- Vertex 12 Z-coordinate {m}
, !- Vertex 13 X-coordinate {m}
, !- Vertex 13 Y-coordinate {m}
, !- Vertex 13 Z-coordinate {m}
, !- Vertex 14 X-coordinate {m}
, !- Vertex 14 Y-coordinate {m}
, !- Vertex 14 Z-coordinate {m}
, !- Vertex 15 X-coordinate {m}
, !- Vertex 15 Y-coordinate {m}
, !- Vertex 15 Z-coordinate {m}
, !- Vertex 16 X-coordinate {m}
, !- Vertex 16 Y-coordinate {m}
, !- Vertex 16 Z-coordinate {m}
, !- Vertex 17 X-coordinate {m}
, !- Vertex 17 Y-coordinate {m}
, !- Vertex 17 Z-coordinate {m}
, !- Vertex 18 X-coordinate {m}
, !- Vertex 18 Y-coordinate {m}
, !- Vertex 18 Z-coordinate {m}
, !- Vertex 19 X-coordinate {m}
, !- Vertex 19 Y-coordinate {m}
, !- Vertex 19 Z-coordinate {m}
, !- Vertex 20 X-coordinate {m}
, !- Vertex 20 Y-coordinate {m}
; !- Vertex 20 Z-coordinate {m}
BuildingSurface:Detailed,
L1S1-Loading_Srf_3, !- Name
Wall, !- Surface Type
Wall_Exterior, !- Construction Name
L1S1-Loading Thermal Zone, !- Zone Name
Outdoors, !- Outside Boundary Condition
, !- Outside Boundary Condition Object
SunExposed, !- Sun Exposure
WindExposed, !- Wind Exposure
, !- View Factor to Ground
4, !- Number of Vertices
41.403, !- Vertex 1 X-coordinate {m}
61.783, !- Vertex 1 Y-coordinate {m}
2.819, !- Vertex 1 Z-coordinate {m}
41.403, !- Vertex 2 X-coordinate {m}
61.783, !- Vertex 2 Y-coordinate {m}
2.134, !- Vertex 2 Z-coordinate {m}
38.222, !- Vertex 3 X-coordinate {m}
61.783, !- Vertex 3 Y-coordinate {m}
2.134, !- Vertex 3 Z-coordinate {m}
38.222, !- Vertex 4 X-coordinate {m}
61.783, !- Vertex 4 Y-coordinate {m}
2.819, !- Vertex 4 Z-coordinate {m}
, !- Vertex 5 X-coordinate {m}
, !- Vertex 5 Y-coordinate {m}
, !- Vertex 5 Z-coordinate {m}
, !- Vertex 6 X-coordinate {m}
, !- Vertex 6 Y-coordinate {m}
, !- Vertex 6 Z-coordinate {m}
, !- Vertex 7 X-coordinate {m}
, !- Vertex 7 Y-coordinate {m}
, !- Vertex 7 Z-coordinate {m}
, !- Vertex 8 X-coordinate {m}
, !- Vertex 8 Y-coordinate {m}
, !- Vertex 8 Z-coordinate {m}
, !- Vertex 9 X-coordinate {m}
, !- Vertex 9 Y-coordinate {m}
, !- Vertex 9 Z-coordinate {m}
, !- Vertex 10 X-coordinate {m}
, !- Vertex 10 Y-coordinate {m}
, !- Vertex 10 Z-coordinate {m}
, !- Vertex 11 X-coordinate {m}
, !- Vertex 11 Y-coordinate {m}
, !- Vertex 11 Z-coordinate {m}
, !- Vertex 12 X-coordinate {m}
, !- Vertex 12 Y-coordinate {m}
, !- Vertex 12 Z-coordinate {m}
, !- Vertex 13 X-coordinate {m}
, !- Vertex 13 Y-coordinate {m}
, !- Vertex 13 Z-coordinate {m}
, !- Vertex 14 X-coordinate {m}
, !- Vertex 14 Y-coordinate {m}
, !- Vertex 14 Z-coordinate {m}
, !- Vertex 15 X-coordinate {m}
, !- Vertex 15 Y-coordinate {m}
, !- Vertex 15 Z-coordinate {m}
, !- Vertex 16 X-coordinate {m}
, !- Vertex 16 Y-coordinate {m}
, !- Vertex 16 Z-coordinate {m}
, !- Vertex 17 X-coordinate {m}
, !- Vertex 17 Y-coordinate {m}
, !- Vertex 17 Z-coordinate {m}
, !- Vertex 18 X-coordinate {m}
, !- Vertex 18 Y-coordinate {m}
, !- Vertex 18 Z-coordinate {m}
, !- Vertex 19 X-coordinate {m}
, !- Vertex 19 Y-coordinate {m}
, !- Vertex 19 Z-coordinate {m}
, !- Vertex 20 X-coordinate {m}
, !- Vertex 20 Y-coordinate {m}
; !- Vertex 20 Z-coordinate {m}
BuildingSurface:Detailed,
L1S1-Loading_Srf_4, !- Name
Wall, !- Surface Type
Hole, !- Construction Name
L1S1-Loading Thermal Zone, !- Zone Name
Surface, !- Outside Boundary Condition
L1S1-DairyCooler_Srf_1, !- Outside Boundary Condition Object
NoSun, !- Sun Exposure
NoWind, !- Wind Exposure
, !- View Factor to Ground
4, !- Number of Vertices
41.403, !- Vertex 1 X-coordinate {m}
55.077, !- Vertex 1 Y-coordinate {m}
2.819, !- Vertex 1 Z-coordinate {m}
41.403, !- Vertex 2 X-coordinate {m}
55.077, !- Vertex 2 Y-coordinate {m}
2.134, !- Vertex 2 Z-coordinate {m}
41.403, !- Vertex 3 X-coordinate {m}
61.783, !- Vertex 3 Y-coordinate {m}
2.134, !- Vertex 3 Z-coordinate {m}
41.403, !- Vertex 4 X-coordinate {m}
61.783, !- Vertex 4 Y-coordinate {m}
2.819, !- Vertex 4 Z-coordinate {m}
, !- Vertex 5 X-coordinate {m}
, !- Vertex 5 Y-coordinate {m}
, !- Vertex 5 Z-coordinate {m}
, !- Vertex 6 X-coordinate {m}
, !- Vertex 6 Y-coordinate {m}
, !- Vertex 6 Z-coordinate {m}
, !- Vertex 7 X-coordinate {m}
, !- Vertex 7 Y-coordinate {m}
, !- Vertex 7 Z-coordinate {m}
, !- Vertex 8 X-coordinate {m}
, !- Vertex 8 Y-coordinate {m}
, !- Vertex 8 Z-coordinate {m}
, !- Vertex 9 X-coordinate {m}
, !- Vertex 9 Y-coordinate {m}
, !- Vertex 9 Z-coordinate {m}
, !- Vertex 10 X-coordinate {m}
, !- Vertex 10 Y-coordinate {m}
, !- Vertex 10 Z-coordinate {m}
, !- Vertex 11 X-coordinate {m}
, !- Vertex 11 Y-coordinate {m}
, !- Vertex 11 Z-coordinate {m}
, !- Vertex 12 X-coordinate {m}
, !- Vertex 12 Y-coordinate {m}
, !- Vertex 12 Z-coordinate {m}
, !- Vertex 13 X-coordinate {m}
, !- Vertex 13 Y-coordinate {m}
, !- Vertex 13 Z-coordinate {m}
, !- Vertex 14 X-coordinate {m}
, !- Vertex 14 Y-coordinate {m}
, !- Vertex 14 Z-coordinate {m}
, !- Vertex 15 X-coordinate {m}
, !- Vertex 15 Y-coordinate {m}
, !- Vertex 15 Z-coordinate {m}
, !- Vertex 16 X-coordinate {m}
, !- Vertex 16 Y-coordinate {m}
, !- Vertex 16 Z-coordinate {m}
, !- Vertex 17 X-coordinate {m}
, !- Vertex 17 Y-coordinate {m}
, !- Vertex 17 Z-coordinate {m}
, !- Vertex 18 X-coordinate {m}
, !- Vertex 18 Y-coordinate {m}
, !- Vertex 18 Z-coordinate {m}
, !- Vertex 19 X-coordinate {m}
, !- Vertex 19 Y-coordinate {m}
, !- Vertex 19 Z-coordinate {m}
, !- Vertex 20 X-coordinate {m}
, !- Vertex 20 Y-coordinate {m}
; !- Vertex 20 Z-coordinate {m}
BuildingSurface:Detailed,
L1S1-Loading_Srf_5, !- Name
Wall, !- Surface Type
Hole, !- Construction Name
L1S1-Loading Thermal Zone, !- Zone Name
Surface, !- Outside Boundary Condition
L1S1-DairyCooler_Srf_2, !- Outside Boundary Condition Object
NoSun, !- Sun Exposure
NoWind, !- Wind Exposure
, !- View Factor to Ground
4, !- Number of Vertices
41.118, !- Vertex 1 X-coordinate {m}
55.077, !- Vertex 1 Y-coordinate {m}
2.819, !- Vertex 1 Z-coordinate {m}
41.118, !- Vertex 2 X-coordinate {m}
55.077, !- Vertex 2 Y-coordinate {m}
2.134, !- Vertex 2 Z-coordinate {m}
41.403, !- Vertex 3 X-coordinate {m}
55.077, !- Vertex 3 Y-coordinate {m}
2.134, !- Vertex 3 Z-coordinate {m}
41.403, !- Vertex 4 X-coordinate {m}
55.077, !- Vertex 4 Y-coordinate {m}
2.819, !- Vertex 4 Z-coordinate {m}
, !- Vertex 5 X-coordinate {m}
, !- Vertex 5 Y-coordinate {m}
, !- Vertex 5 Z-coordinate {m}
, !- Vertex 6 X-coordinate {m}
, !- Vertex 6 Y-coordinate {m}
, !- Vertex 6 Z-coordinate {m}
, !- Vertex 7 X-coordinate {m}
, !- Vertex 7 Y-coordinate {m}
, !- Vertex 7 Z-coordinate {m}
, !- Vertex 8 X-coordinate {m}
, !- Vertex 8 Y-coordinate {m}
, !- Vertex 8 Z-coordinate {m}
, !- Vertex 9 X-coordinate {m}
, !- Vertex 9 Y-coordinate {m}
, !- Vertex 9 Z-coordinate {m}
, !- Vertex 10 X-coordinate {m}
, !- Vertex 10 Y-coordinate {m}
, !- Vertex 10 Z-coordinate {m}
, !- Vertex 11 X-coordinate {m}
, !- Vertex 11 Y-coordinate {m}
, !- Vertex 11 Z-coordinate {m}
, !- Vertex 12 X-coordinate {m}
, !- Vertex 12 Y-coordinate {m}
, !- Vertex 12 Z-coordinate {m}
, !- Vertex 13 X-coordinate {m}
, !- Vertex 13 Y-coordinate {m}
, !- Vertex 13 Z-coordinate {m}
, !- Vertex 14 X-coordinate {m}
, !- Vertex 14 Y-coordinate {m}
, !- Vertex 14 Z-coordinate {m}
, !- Vertex 15 X-coordinate {m}
, !- Vertex 15 Y-coordinate {m}
, !- Vertex 15 Z-coordinate {m}
, !- Vertex 16 X-coordinate {m}
, !- Vertex 16 Y-coordinate {m}
, !- Vertex 16 Z-coordinate {m}
, !- Vertex 17 X-coordinate {m}
, !- Vertex 17 Y-coordinate {m}
, !- Vertex 17 Z-coordinate {m}
, !- Vertex 18 X-coordinate {m}
, !- Vertex 18 Y-coordinate {m}
, !- Vertex 18 Z-coordinate {m}
, !- Vertex 19 X-coordinate {m}
, !- Vertex 19 Y-coordinate {m}
, !- Vertex 19 Z-coordinate {m}
, !- Vertex 20 X-coordinate {m}
, !- Vertex 20 Y-coordinate {m}
; !- Vertex 20 Z-coordinate {m}
BuildingSurface:Detailed,
L1S1-Loading_Srf_6, !- Name
Wall, !- Surface Type
Wall_Exterior, !- Construction Name
L1S1-Loading Thermal Zone, !- Zone Name
Outdoors, !- Outside Boundary Condition
, !- Outside Boundary Condition Object
SunExposed, !- Sun Exposure
WindExposed, !- Wind Exposure
, !- View Factor to Ground
4, !- Number of Vertices
38.222, !- Vertex 1 X-coordinate {m}
25.878, !- Vertex 1 Y-coordinate {m}
2.819, !- Vertex 1 Z-coordinate {m}
38.222, !- Vertex 2 X-coordinate {m}
25.878, !- Vertex 2 Y-coordinate {m}
2.134, !- Vertex 2 Z-coordinate {m}
44.444, !- Vertex 3 X-coordinate {m}
25.878, !- Vertex 3 Y-coordinate {m}
2.134, !- Vertex 3 Z-coordinate {m}
44.444, !- Vertex 4 X-coordinate {m}
25.878, !- Vertex 4 Y-coordinate {m}
2.819, !- Vertex 4 Z-coordinate {m}
, !- Vertex 5 X-coordinate {m}
, !- Vertex 5 Y-coordinate {m}
, !- Vertex 5 Z-coordinate {m}
, !- Vertex 6 X-coordinate {m}
, !- Vertex 6 Y-coordinate {m}
, !- Vertex 6 Z-coordinate {m}
, !- Vertex 7 X-coordinate {m}
, !- Vertex 7 Y-coordinate {m}
, !- Vertex 7 Z-coordinate {m}
, !- Vertex 8 X-coordinate {m}
, !- Vertex 8 Y-coordinate {m}
, !- Vertex 8 Z-coordinate {m}
, !- Vertex 9 X-coordinate {m}
, !- Vertex 9 Y-coordinate {m}
, !- Vertex 9 Z-coordinate {m}
, !- Vertex 10 X-coordinate {m}
, !- Vertex 10 Y-coordinate {m}
, !- Vertex 10 Z-coordinate {m}
, !- Vertex 11 X-coordinate {m}
, !- Vertex 11 Y-coordinate {m}
, !- Vertex 11 Z-coordinate {m}
, !- Vertex 12 X-coordinate {m}
, !- Vertex 12 Y-coordinate {m}
, !- Vertex 12 Z-coordinate {m}
, !- Vertex 13 X-coordinate {m}
, !- Vertex 13 Y-coordinate {m}
, !- Vertex 13 Z-coordinate {m}
, !- Vertex 14 X-coordinate {m}
, !- Vertex 14 Y-coordinate {m}
, !- Vertex 14 Z-coordinate {m}
, !- Vertex 15 X-coordinate {m}
, !- Vertex 15 Y-coordinate {m}
, !- Vertex 15 Z-coordinate {m}
, !- Vertex 16 X-coordinate {m}
, !- Vertex 16 Y-coordinate {m}
, !- Vertex 16 Z-coordinate {m}
, !- Vertex 17 X-coordinate {m}
, !- Vertex 17 Y-coordinate {m}
, !- Vertex 17 Z-coordinate {m}
, !- Vertex 18 X-coordinate {m}
, !- Vertex 18 Y-coordinate {m}
, !- Vertex 18 Z-coordinate {m}
, !- Vertex 19 X-coordinate {m}
, !- Vertex 19 Y-coordinate {m}
, !- Vertex 19 Z-coordinate {m}
, !- Vertex 20 X-coordinate {m}
, !- Vertex 20 Y-coordinate {m}
; !- Vertex 20 Z-coordinate {m}
BuildingSurface:Detailed,
L1S1-Loading_Srf_7, !- Name
Wall, !- Surface Type
Wall_Exterior, !- Construction Name
L1S1-Loading Thermal Zone, !- Zone Name
Outdoors, !- Outside Boundary Condition
, !- Outside Boundary Condition Object
SunExposed, !- Sun Exposure
WindExposed, !- Wind Exposure
, !- View Factor to Ground
4, !- Number of Vertices
43.312, !- Vertex 1 X-coordinate {m}
41.575, !- Vertex 1 Y-coordinate {m}
2.819, !- Vertex 1 Z-coordinate {m}
43.312, !- Vertex 2 X-coordinate {m}
41.575, !- Vertex 2 Y-coordinate {m}
2.134, !- Vertex 2 Z-coordinate {m}
43.312, !- Vertex 3 X-coordinate {m}
50.963, !- Vertex 3 Y-coordinate {m}
2.134, !- Vertex 3 Z-coordinate {m}
43.312, !- Vertex 4 X-coordinate {m}
50.963, !- Vertex 4 Y-coordinate {m}
2.819, !- Vertex 4 Z-coordinate {m}
, !- Vertex 5 X-coordinate {m}
, !- Vertex 5 Y-coordinate {m}
, !- Vertex 5 Z-coordinate {m}
, !- Vertex 6 X-coordinate {m}
, !- Vertex 6 Y-coordinate {m}
, !- Vertex 6 Z-coordinate {m}
, !- Vertex 7 X-coordinate {m}
, !- Vertex 7 Y-coordinate {m}
, !- Vertex 7 Z-coordinate {m}
, !- Vertex 8 X-coordinate {m}
, !- Vertex 8 Y-coordinate {m}
, !- Vertex 8 Z-coordinate {m}
, !- Vertex 9 X-coordinate {m}
, !- Vertex 9 Y-coordinate {m}
, !- Vertex 9 Z-coordinate {m}
, !- Vertex 10 X-coordinate {m}
, !- Vertex 10 Y-coordinate {m}
, !- Vertex 10 Z-coordinate {m}
, !- Vertex 11 X-coordinate {m}
, !- Vertex 11 Y-coordinate {m}
, !- Vertex 11 Z-coordinate {m}
, !- Vertex 12 X-coordinate {m}
, !- Vertex 12 Y-coordinate {m}
, !- Vertex 12 Z-coordinate {m}
, !- Vertex 13 X-coordinate {m}
, !- Vertex 13 Y-coordinate {m}
, !- Vertex 13 Z-coordinate {m}
, !- Vertex 14 X-coordinate {m}
, !- Vertex 14 Y-coordinate {m}
, !- Vertex 14 Z-coordinate {m}
, !- Vertex 15 X-coordinate {m}
, !- Vertex 15 Y-coordinate {m}
, !- Vertex 15 Z-coordinate {m}
, !- Vertex 16 X-coordinate {m}
, !- Vertex 16 Y-coordinate {m}
, !- Vertex 16 Z-coordinate {m}
, !- Vertex 17 X-coordinate {m}
, !- Vertex 17 Y-coordinate {m}
, !- Vertex 17 Z-coordinate {m}
, !- Vertex 18 X-coordinate {m}
, !- Vertex 18 Y-coordinate {m}
, !- Vertex 18 Z-coordinate {m}
, !- Vertex 19 X-coordinate {m}
, !- Vertex 19 Y-coordinate {m}
, !- Vertex 19 Z-coordinate {m}
, !- Vertex 20 X-coordinate {m}
, !- Vertex 20 Y-coordinate {m}
; !- Vertex 20 Z-coordinate {m}
BuildingSurface:Detailed,
L1S1-Loading_Srf_8, !- Name
Wall, !- Surface Type
Wall_Exterior, !- Construction Name
L1S1-Loading Thermal Zone, !- Zone Name
Outdoors, !- Outside Boundary Condition
, !- Outside Boundary Condition Object
SunExposed, !- Sun Exposure
WindExposed, !- Wind Exposure
, !- View Factor to Ground
4, !- Number of Vertices
38.222, !- Vertex 1 X-coordinate {m}
61.783, !- Vertex 1 Y-coordinate {m}
2.819, !- Vertex 1 Z-coordinate {m}
38.222, !- Vertex 2 X-coordinate {m}
61.783, !- Vertex 2 Y-coordinate {m}
2.134, !- Vertex 2 Z-coordinate {m}
38.222, !- Vertex 3 X-coordinate {m}
25.878, !- Vertex 3 Y-coordinate {m}
2.134, !- Vertex 3 Z-coordinate {m}
38.222, !- Vertex 4 X-coordinate {m}
25.878, !- Vertex 4 Y-coordinate {m}
2.819, !- Vertex 4 Z-coordinate {m}
, !- Vertex 5 X-coordinate {m}
, !- Vertex 5 Y-coordinate {m}
, !- Vertex 5 Z-coordinate {m}
, !- Vertex 6 X-coordinate {m}
, !- Vertex 6 Y-coordinate {m}
, !- Vertex 6 Z-coordinate {m}
, !- Vertex 7 X-coordinate {m}
, !- Vertex 7 Y-coordinate {m}
, !- Vertex 7 Z-coordinate {m}
, !- Vertex 8 X-coordinate {m}
, !- Vertex 8 Y-coordinate {m}
, !- Vertex 8 Z-coordinate {m}
, !- Vertex 9 X-coordinate {m}
, !- Vertex 9 Y-coordinate {m}
, !- Vertex 9 Z-coordinate {m}
, !- Vertex 10 X-coordinate {m}
, !- Vertex 10 Y-coordinate {m}
, !- Vertex 10 Z-coordinate {m}
, !- Vertex 11 X-coordinate {m}
, !- Vertex 11 Y-coordinate {m}
, !- Vertex 11 Z-coordinate {m}
, !- Vertex 12 X-coordinate {m}
, !- Vertex 12 Y-coordinate {m}
, !- Vertex 12 Z-coordinate {m}
, !- Vertex 13 X-coordinate {m}
, !- Vertex 13 Y-coordinate {m}
, !- Vertex 13 Z-coordinate {m}
, !- Vertex 14 X-coordinate {m}
, !- Vertex 14 Y-coordinate {m}
, !- Vertex 14 Z-coordinate {m}
, !- Vertex 15 X-coordinate {m}
, !- Vertex 15 Y-coordinate {m}
, !- Vertex 15 Z-coordinate {m}
, !- Vertex 16 X-coordinate {m}
, !- Vertex 16 Y-coordinate {m}
, !- Vertex 16 Z-coordinate {m}
, !- Vertex 17 X-coordinate {m}
, !- Vertex 17 Y-coordinate {m}
, !- Vertex 17 Z-coordinate {m}
, !- Vertex 18 X-coordinate {m}
, !- Vertex 18 Y-coordinate {m}
, !- Vertex 18 Z-coordinate {m}
, !- Vertex 19 X-coordinate {m}
, !- Vertex 19 Y-coordinate {m}
, !- Vertex 19 Z-coordinate {m}
, !- Vertex 20 X-coordinate {m}
, !- Vertex 20 Y-coordinate {m}
; !- Vertex 20 Z-coordinate {m}
BuildingSurface:Detailed,
L1S1-Loading_Srf_9, !- Name
Wall, !- Surface Type
Wall_Exterior, !- Construction Name
L1S1-Loading Thermal Zone, !- Zone Name
Outdoors, !- Outside Boundary Condition
, !- Outside Boundary Condition Object
SunExposed, !- Sun Exposure
WindExposed, !- Wind Exposure
, !- View Factor to Ground
4, !- Number of Vertices
44.444, !- Vertex 1 X-coordinate {m}
25.878, !- Vertex 1 Y-coordinate {m}
2.819, !- Vertex 1 Z-coordinate {m}
44.444, !- Vertex 2 X-coordinate {m}
25.878, !- Vertex 2 Y-coordinate {m}
2.134, !- Vertex 2 Z-coordinate {m}
44.444, !- Vertex 3 X-coordinate {m}
41.575, !- Vertex 3 Y-coordinate {m}
2.134, !- Vertex 3 Z-coordinate {m}
44.444, !- Vertex 4 X-coordinate {m}
41.575, !- Vertex 4 Y-coordinate {m}
2.819, !- Vertex 4 Z-coordinate {m}
, !- Vertex 5 X-coordinate {m}
, !- Vertex 5 Y-coordinate {m}
, !- Vertex 5 Z-coordinate {m}
, !- Vertex 6 X-coordinate {m}
, !- Vertex 6 Y-coordinate {m}
, !- Vertex 6 Z-coordinate {m}
, !- Vertex 7 X-coordinate {m}
, !- Vertex 7 Y-coordinate {m}
, !- Vertex 7 Z-coordinate {m}
, !- Vertex 8 X-coordinate {m}
, !- Vertex 8 Y-coordinate {m}
, !- Vertex 8 Z-coordinate {m}
, !- Vertex 9 X-coordinate {m}
, !- Vertex 9 Y-coordinate {m}
, !- Vertex 9 Z-coordinate {m}
, !- Vertex 10 X-coordinate {m}
, !- Vertex 10 Y-coordinate {m}
, !- Vertex 10 Z-coordinate {m}
, !- Vertex 11 X-coordinate {m}
, !- Vertex 11 Y-coordinate {m}
, !- Vertex 11 Z-coordinate {m}
, !- Vertex 12 X-coordinate {m}
, !- Vertex 12 Y-coordinate {m}
, !- Vertex 12 Z-coordinate {m}
, !- Vertex 13 X-coordinate {m}
, !- Vertex 13 Y-coordinate {m}
, !- Vertex 13 Z-coordinate {m}
, !- Vertex 14 X-coordinate {m}
, !- Vertex 14 Y-coordinate {m}
, !- Vertex 14 Z-coordinate {m}
, !- Vertex 15 X-coordinate {m}
, !- Vertex 15 Y-coordinate {m}
, !- Vertex 15 Z-coordinate {m}
, !- Vertex 16 X-coordinate {m}
, !- Vertex 16 Y-coordinate {m}
, !- Vertex 16 Z-coordinate {m}
, !- Vertex 17 X-coordinate {m}
, !- Vertex 17 Y-coordinate {m}
, !- Vertex 17 Z-coordinate {m}
, !- Vertex 18 X-coordinate {m}
, !- Vertex 18 Y-coordinate {m}
, !- Vertex 18 Z-coordinate {m}
, !- Vertex 19 X-coordinate {m}
, !- Vertex 19 Y-coordinate {m}
, !- Vertex 19 Z-coordinate {m}
, !- Vertex 20 X-coordinate {m}
, !- Vertex 20 Y-coordinate {m}
; !- Vertex 20 Z-coordinate {m}
BuildingSurface:Detailed,
L1S1-MeatSeafoodCooler_Srf_0, !- Name
Floor, !- Surface Type
Hole, !- Construction Name
L1S1-MeatSeafoodCooler Thermal Zone, !- Zone Name
Surface, !- Outside Boundary Condition
L1-115-MeatSeafoodCooler_Srf_5, !- Outside Boundary Condition Object
NoSun, !- Sun Exposure
NoWind, !- Wind Exposure
, !- View Factor to Ground
4, !- Number of Vertices
54.529, !- Vertex 1 X-coordinate {m}
61.783, !- Vertex 1 Y-coordinate {m}
2.134, !- Vertex 1 Z-coordinate {m}
54.529, !- Vertex 2 X-coordinate {m}
58.369, !- Vertex 2 Y-coordinate {m}
2.134, !- Vertex 2 Z-coordinate {m}
50.688, !- Vertex 3 X-coordinate {m}
58.369, !- Vertex 3 Y-coordinate {m}
2.134, !- Vertex 3 Z-coordinate {m}
50.688, !- Vertex 4 X-coordinate {m}
61.783, !- Vertex 4 Y-coordinate {m}
2.134, !- Vertex 4 Z-coordinate {m}
, !- Vertex 5 X-coordinate {m}
, !- Vertex 5 Y-coordinate {m}
, !- Vertex 5 Z-coordinate {m}
, !- Vertex 6 X-coordinate {m}
, !- Vertex 6 Y-coordinate {m}
, !- Vertex 6 Z-coordinate {m}
, !- Vertex 7 X-coordinate {m}
, !- Vertex 7 Y-coordinate {m}
, !- Vertex 7 Z-coordinate {m}
, !- Vertex 8 X-coordinate {m}
, !- Vertex 8 Y-coordinate {m}
, !- Vertex 8 Z-coordinate {m}
, !- Vertex 9 X-coordinate {m}
, !- Vertex 9 Y-coordinate {m}
, !- Vertex 9 Z-coordinate {m}
, !- Vertex 10 X-coordinate {m}
, !- Vertex 10 Y-coordinate {m}
, !- Vertex 10 Z-coordinate {m}
, !- Vertex 11 X-coordinate {m}
, !- Vertex 11 Y-coordinate {m}
, !- Vertex 11 Z-coordinate {m}
, !- Vertex 12 X-coordinate {m}
, !- Vertex 12 Y-coordinate {m}
, !- Vertex 12 Z-coordinate {m}
, !- Vertex 13 X-coordinate {m}
, !- Vertex 13 Y-coordinate {m}
, !- Vertex 13 Z-coordinate {m}
, !- Vertex 14 X-coordinate {m}
, !- Vertex 14 Y-coordinate {m}
, !- Vertex 14 Z-coordinate {m}
, !- Vertex 15 X-coordinate {m}
, !- Vertex 15 Y-coordinate {m}
, !- Vertex 15 Z-coordinate {m}
, !- Vertex 16 X-coordinate {m}
, !- Vertex 16 Y-coordinate {m}
, !- Vertex 16 Z-coordinate {m}
, !- Vertex 17 X-coordinate {m}
, !- Vertex 17 Y-coordinate {m}
, !- Vertex 17 Z-coordinate {m}
, !- Vertex 18 X-coordinate {m}
, !- Vertex 18 Y-coordinate {m}
, !- Vertex 18 Z-coordinate {m}
, !- Vertex 19 X-coordinate {m}
, !- Vertex 19 Y-coordinate {m}
, !- Vertex 19 Z-coordinate {m}
, !- Vertex 20 X-coordinate {m}
, !- Vertex 20 Y-coordinate {m}
; !- Vertex 20 Z-coordinate {m}
BuildingSurface:Detailed,
L1S1-MeatSeafoodCooler_Srf_1, !- Name
Wall, !- Surface Type
Hole, !- Construction Name
L1S1-MeatSeafoodCooler Thermal Zone, !- Zone Name
Surface, !- Outside Boundary Condition
L1S1-SalesNorth_Srf_10, !- Outside Boundary Condition Object
NoSun, !- Sun Exposure
NoWind, !- Wind Exposure
, !- View Factor to Ground
4, !- Number of Vertices
50.688, !- Vertex 1 X-coordinate {m}
58.369, !- Vertex 1 Y-coordinate {m}
2.819, !- Vertex 1 Z-coordinate {m}
50.688, !- Vertex 2 X-coordinate {m}
58.369, !- Vertex 2 Y-coordinate {m}
2.134, !- Vertex 2 Z-coordinate {m}
54.529, !- Vertex 3 X-coordinate {m}
58.369, !- Vertex 3 Y-coordinate {m}
2.134, !- Vertex 3 Z-coordinate {m}
54.529, !- Vertex 4 X-coordinate {m}
58.369, !- Vertex 4 Y-coordinate {m}
2.819, !- Vertex 4 Z-coordinate {m}
, !- Vertex 5 X-coordinate {m}
, !- Vertex 5 Y-coordinate {m}
, !- Vertex 5 Z-coordinate {m}
, !- Vertex 6 X-coordinate {m}
, !- Vertex 6 Y-coordinate {m}
, !- Vertex 6 Z-coordinate {m}
, !- Vertex 7 X-coordinate {m}
, !- Vertex 7 Y-coordinate {m}
, !- Vertex 7 Z-coordinate {m}
, !- Vertex 8 X-coordinate {m}
, !- Vertex 8 Y-coordinate {m}
, !- Vertex 8 Z-coordinate {m}
, !- Vertex 9 X-coordinate {m}
, !- Vertex 9 Y-coordinate {m}
, !- Vertex 9 Z-coordinate {m}
, !- Vertex 10 X-coordinate {m}
, !- Vertex 10 Y-coordinate {m}
, !- Vertex 10 Z-coordinate {m}
, !- Vertex 11 X-coordinate {m}
, !- Vertex 11 Y-coordinate {m}
, !- Vertex 11 Z-coordinate {m}
, !- Vertex 12 X-coordinate {m}
, !- Vertex 12 Y-coordinate {m}
, !- Vertex 12 Z-coordinate {m}
, !- Vertex 13 X-coordinate {m}
, !- Vertex 13 Y-coordinate {m}
, !- Vertex 13 Z-coordinate {m}
, !- Vertex 14 X-coordinate {m}
, !- Vertex 14 Y-coordinate {m}
, !- Vertex 14 Z-coordinate {m}
, !- Vertex 15 X-coordinate {m}
, !- Vertex 15 Y-coordinate {m}
, !- Vertex 15 Z-coordinate {m}
, !- Vertex 16 X-coordinate {m}
, !- Vertex 16 Y-coordinate {m}
, !- Vertex 16 Z-coordinate {m}
, !- Vertex 17 X-coordinate {m}
, !- Vertex 17 Y-coordinate {m}
, !- Vertex 17 Z-coordinate {m}
, !- Vertex 18 X-coordinate {m}
, !- Vertex 18 Y-coordinate {m}
, !- Vertex 18 Z-coordinate {m}
, !- Vertex 19 X-coordinate {m}
, !- Vertex 19 Y-coordinate {m}
, !- Vertex 19 Z-coordinate {m}
, !- Vertex 20 X-coordinate {m}
, !- Vertex 20 Y-coordinate {m}
; !- Vertex 20 Z-coordinate {m}
BuildingSurface:Detailed,
L1S1-MeatSeafoodCooler_Srf_2, !- Name
Wall, !- Surface Type
Wall_Exterior, !- Construction Name
L1S1-MeatSeafoodCooler Thermal Zone, !- Zone Name
Outdoors, !- Outside Boundary Condition
, !- Outside Boundary Condition Object
SunExposed, !- Sun Exposure
WindExposed, !- Wind Exposure
, !- View Factor to Ground
4, !- Number of Vertices
54.529, !- Vertex 1 X-coordinate {m}
58.369, !- Vertex 1 Y-coordinate {m}
2.819, !- Vertex 1 Z-coordinate {m}
54.529, !- Vertex 2 X-coordinate {m}
58.369, !- Vertex 2 Y-coordinate {m}
2.134, !- Vertex 2 Z-coordinate {m}
54.529, !- Vertex 3 X-coordinate {m}
61.783, !- Vertex 3 Y-coordinate {m}
2.134, !- Vertex 3 Z-coordinate {m}
54.529, !- Vertex 4 X-coordinate {m}
61.783, !- Vertex 4 Y-coordinate {m}
2.819, !- Vertex 4 Z-coordinate {m}
, !- Vertex 5 X-coordinate {m}
, !- Vertex 5 Y-coordinate {m}
, !- Vertex 5 Z-coordinate {m}
, !- Vertex 6 X-coordinate {m}
, !- Vertex 6 Y-coordinate {m}
, !- Vertex 6 Z-coordinate {m}
, !- Vertex 7 X-coordinate {m}
, !- Vertex 7 Y-coordinate {m}
, !- Vertex 7 Z-coordinate {m}
, !- Vertex 8 X-coordinate {m}
, !- Vertex 8 Y-coordinate {m}
, !- Vertex 8 Z-coordinate {m}
, !- Vertex 9 X-coordinate {m}
, !- Vertex 9 Y-coordinate {m}
, !- Vertex 9 Z-coordinate {m}
, !- Vertex 10 X-coordinate {m}
, !- Vertex 10 Y-coordinate {m}
, !- Vertex 10 Z-coordinate {m}
, !- Vertex 11 X-coordinate {m}
, !- Vertex 11 Y-coordinate {m}
, !- Vertex 11 Z-coordinate {m}
, !- Vertex 12 X-coordinate {m}
, !- Vertex 12 Y-coordinate {m}
, !- Vertex 12 Z-coordinate {m}
, !- Vertex 13 X-coordinate {m}
, !- Vertex 13 Y-coordinate {m}
, !- Vertex 13 Z-coordinate {m}
, !- Vertex 14 X-coordinate {m}
, !- Vertex 14 Y-coordinate {m}
, !- Vertex 14 Z-coordinate {m}
, !- Vertex 15 X-coordinate {m}
, !- Vertex 15 Y-coordinate {m}
, !- Vertex 15 Z-coordinate {m}
, !- Vertex 16 X-coordinate {m}
, !- Vertex 16 Y-coordinate {m}
, !- Vertex 16 Z-coordinate {m}
, !- Vertex 17 X-coordinate {m}
, !- Vertex 17 Y-coordinate {m}
, !- Vertex 17 Z-coordinate {m}
, !- Vertex 18 X-coordinate {m}
, !- Vertex 18 Y-coordinate {m}
, !- Vertex 18 Z-coordinate {m}
, !- Vertex 19 X-coordinate {m}
, !- Vertex 19 Y-coordinate {m}
, !- Vertex 19 Z-coordinate {m}
, !- Vertex 20 X-coordinate {m}
, !- Vertex 20 Y-coordinate {m}
; !- Vertex 20 Z-coordinate {m}
BuildingSurface:Detailed,
L1S1-MeatSeafoodCooler_Srf_3, !- Name
Wall, !- Surface Type
Wall_Exterior, !- Construction Name
L1S1-MeatSeafoodCooler Thermal Zone, !- Zone Name
Outdoors, !- Outside Boundary Condition
, !- Outside Boundary Condition Object
SunExposed, !- Sun Exposure
WindExposed, !- Wind Exposure
, !- View Factor to Ground
4, !- Number of Vertices
54.529, !- Vertex 1 X-coordinate {m}
61.783, !- Vertex 1 Y-coordinate {m}
2.819, !- Vertex 1 Z-coordinate {m}
54.529, !- Vertex 2 X-coordinate {m}
61.783, !- Vertex 2 Y-coordinate {m}
2.134, !- Vertex 2 Z-coordinate {m}
50.688, !- Vertex 3 X-coordinate {m}
61.783, !- Vertex 3 Y-coordinate {m}
2.134, !- Vertex 3 Z-coordinate {m}
50.688, !- Vertex 4 X-coordinate {m}
61.783, !- Vertex 4 Y-coordinate {m}
2.819, !- Vertex 4 Z-coordinate {m}
, !- Vertex 5 X-coordinate {m}
, !- Vertex 5 Y-coordinate {m}
, !- Vertex 5 Z-coordinate {m}
, !- Vertex 6 X-coordinate {m}
, !- Vertex 6 Y-coordinate {m}
, !- Vertex 6 Z-coordinate {m}
, !- Vertex 7 X-coordinate {m}
, !- Vertex 7 Y-coordinate {m}
, !- Vertex 7 Z-coordinate {m}
, !- Vertex 8 X-coordinate {m}
, !- Vertex 8 Y-coordinate {m}
, !- Vertex 8 Z-coordinate {m}
, !- Vertex 9 X-coordinate {m}
, !- Vertex 9 Y-coordinate {m}
, !- Vertex 9 Z-coordinate {m}
, !- Vertex 10 X-coordinate {m}
, !- Vertex 10 Y-coordinate {m}
, !- Vertex 10 Z-coordinate {m}
, !- Vertex 11 X-coordinate {m}
, !- Vertex 11 Y-coordinate {m}
, !- Vertex 11 Z-coordinate {m}
, !- Vertex 12 X-coordinate {m}
, !- Vertex 12 Y-coordinate {m}
, !- Vertex 12 Z-coordinate {m}
, !- Vertex 13 X-coordinate {m}
, !- Vertex 13 Y-coordinate {m}
, !- Vertex 13 Z-coordinate {m}
, !- Vertex 14 X-coordinate {m}
, !- Vertex 14 Y-coordinate {m}
, !- Vertex 14 Z-coordinate {m}
, !- Vertex 15 X-coordinate {m}
, !- Vertex 15 Y-coordinate {m}
, !- Vertex 15 Z-coordinate {m}
, !- Vertex 16 X-coordinate {m}
, !- Vertex 16 Y-coordinate {m}
, !- Vertex 16 Z-coordinate {m}
, !- Vertex 17 X-coordinate {m}
, !- Vertex 17 Y-coordinate {m}
, !- Vertex 17 Z-coordinate {m}
, !- Vertex 18 X-coordinate {m}
, !- Vertex 18 Y-coordinate {m}
, !- Vertex 18 Z-coordinate {m}
, !- Vertex 19 X-coordinate {m}
, !- Vertex 19 Y-coordinate {m}
, !- Vertex 19 Z-coordinate {m}
, !- Vertex 20 X-coordinate {m}
, !- Vertex 20 Y-coordinate {m}
; !- Vertex 20 Z-coordinate {m}
BuildingSurface:Detailed,
L1S1-MeatSeafoodCooler_Srf_4, !- Name
Wall, !- Surface Type
Hole, !- Construction Name
L1S1-MeatSeafoodCooler Thermal Zone, !- Zone Name
Surface, !- Outside Boundary Condition
L1S1-Backstock_Srf_1, !- Outside Boundary Condition Object
NoSun, !- Sun Exposure
NoWind, !- Wind Exposure
, !- View Factor to Ground
4, !- Number of Vertices
50.688, !- Vertex 1 X-coordinate {m}
61.783, !- Vertex 1 Y-coordinate {m}
2.819, !- Vertex 1 Z-coordinate {m}
50.688, !- Vertex 2 X-coordinate {m}
61.783, !- Vertex 2 Y-coordinate {m}
2.134, !- Vertex 2 Z-coordinate {m}
50.688, !- Vertex 3 X-coordinate {m}
58.369, !- Vertex 3 Y-coordinate {m}
2.134, !- Vertex 3 Z-coordinate {m}
50.688, !- Vertex 4 X-coordinate {m}
58.369, !- Vertex 4 Y-coordinate {m}
2.819, !- Vertex 4 Z-coordinate {m}
, !- Vertex 5 X-coordinate {m}
, !- Vertex 5 Y-coordinate {m}
, !- Vertex 5 Z-coordinate {m}
, !- Vertex 6 X-coordinate {m}
, !- Vertex 6 Y-coordinate {m}
, !- Vertex 6 Z-coordinate {m}
, !- Vertex 7 X-coordinate {m}
, !- Vertex 7 Y-coordinate {m}
, !- Vertex 7 Z-coordinate {m}
, !- Vertex 8 X-coordinate {m}
, !- Vertex 8 Y-coordinate {m}
, !- Vertex 8 Z-coordinate {m}
, !- Vertex 9 X-coordinate {m}
, !- Vertex 9 Y-coordinate {m}
, !- Vertex 9 Z-coordinate {m}
, !- Vertex 10 X-coordinate {m}
, !- Vertex 10 Y-coordinate {m}
, !- Vertex 10 Z-coordinate {m}
, !- Vertex 11 X-coordinate {m}
, !- Vertex 11 Y-coordinate {m}
, !- Vertex 11 Z-coordinate {m}
, !- Vertex 12 X-coordinate {m}
, !- Vertex 12 Y-coordinate {m}
, !- Vertex 12 Z-coordinate {m}
, !- Vertex 13 X-coordinate {m}
, !- Vertex 13 Y-coordinate {m}
, !- Vertex 13 Z-coordinate {m}
, !- Vertex 14 X-coordinate {m}
, !- Vertex 14 Y-coordinate {m}
, !- Vertex 14 Z-coordinate {m}
, !- Vertex 15 X-coordinate {m}
, !- Vertex 15 Y-coordinate {m}
, !- Vertex 15 Z-coordinate {m}
, !- Vertex 16 X-coordinate {m}
, !- Vertex 16 Y-coordinate {m}
, !- Vertex 16 Z-coordinate {m}
, !- Vertex 17 X-coordinate {m}
, !- Vertex 17 Y-coordinate {m}
, !- Vertex 17 Z-coordinate {m}
, !- Vertex 18 X-coordinate {m}
, !- Vertex 18 Y-coordinate {m}
, !- Vertex 18 Z-coordinate {m}
, !- Vertex 19 X-coordinate {m}
, !- Vertex 19 Y-coordinate {m}
, !- Vertex 19 Z-coordinate {m}
, !- Vertex 20 X-coordinate {m}
, !- Vertex 20 Y-coordinate {m}
; !- Vertex 20 Z-coordinate {m}
BuildingSurface:Detailed,
L1S1-MeatSeafoodCooler_Srf_5, !- Name
Roof, !- Surface Type
Roof_BOH, !- Construction Name
L1S1-MeatSeafoodCooler Thermal Zone, !- Zone Name
Outdoors, !- Outside Boundary Condition
, !- Outside Boundary Condition Object
SunExposed, !- Sun Exposure
WindExposed, !- Wind Exposure
, !- View Factor to Ground
4, !- Number of Vertices
50.688, !- Vertex 1 X-coordinate {m}
61.783, !- Vertex 1 Y-coordinate {m}
2.819, !- Vertex 1 Z-coordinate {m}
50.688, !- Vertex 2 X-coordinate {m}
58.369, !- Vertex 2 Y-coordinate {m}
2.819, !- Vertex 2 Z-coordinate {m}
54.529, !- Vertex 3 X-coordinate {m}
58.369, !- Vertex 3 Y-coordinate {m}
2.819, !- Vertex 3 Z-coordinate {m}
54.529, !- Vertex 4 X-coordinate {m}
61.783, !- Vertex 4 Y-coordinate {m}
2.819, !- Vertex 4 Z-coordinate {m}
, !- Vertex 5 X-coordinate {m}
, !- Vertex 5 Y-coordinate {m}
, !- Vertex 5 Z-coordinate {m}
, !- Vertex 6 X-coordinate {m}
, !- Vertex 6 Y-coordinate {m}
, !- Vertex 6 Z-coordinate {m}
, !- Vertex 7 X-coordinate {m}
, !- Vertex 7 Y-coordinate {m}
, !- Vertex 7 Z-coordinate {m}
, !- Vertex 8 X-coordinate {m}
, !- Vertex 8 Y-coordinate {m}
, !- Vertex 8 Z-coordinate {m}
, !- Vertex 9 X-coordinate {m}
, !- Vertex 9 Y-coordinate {m}
, !- Vertex 9 Z-coordinate {m}
, !- Vertex 10 X-coordinate {m}
, !- Vertex 10 Y-coordinate {m}
, !- Vertex 10 Z-coordinate {m}
, !- Vertex 11 X-coordinate {m}
, !- Vertex 11 Y-coordinate {m}
, !- Vertex 11 Z-coordinate {m}
, !- Vertex 12 X-coordinate {m}
, !- Vertex 12 Y-coordinate {m}
, !- Vertex 12 Z-coordinate {m}
, !- Vertex 13 X-coordinate {m}
, !- Vertex 13 Y-coordinate {m}
, !- Vertex 13 Z-coordinate {m}
, !- Vertex 14 X-coordinate {m}
, !- Vertex 14 Y-coordinate {m}
, !- Vertex 14 Z-coordinate {m}
, !- Vertex 15 X-coordinate {m}
, !- Vertex 15 Y-coordinate {m}
, !- Vertex 15 Z-coordinate {m}
, !- Vertex 16 X-coordinate {m}
, !- Vertex 16 Y-coordinate {m}
, !- Vertex 16 Z-coordinate {m}
, !- Vertex 17 X-coordinate {m}
, !- Vertex 17 Y-coordinate {m}
, !- Vertex 17 Z-coordinate {m}
, !- Vertex 18 X-coordinate {m}
, !- Vertex 18 Y-coordinate {m}
, !- Vertex 18 Z-coordinate {m}
, !- Vertex 19 X-coordinate {m}
, !- Vertex 19 Y-coordinate {m}
, !- Vertex 19 Z-coordinate {m}
, !- Vertex 20 X-coordinate {m}
, !- Vertex 20 Y-coordinate {m}
; !- Vertex 20 Z-coordinate {m}
BuildingSurface:Detailed,
L1S1-Men_Srf_0, !- Name
Floor, !- Surface Type
Hole, !- Construction Name
L1S1-Men Thermal Zone, !- Zone Name
Surface, !- Outside Boundary Condition
L1-121-Men_Srf_5, !- Outside Boundary Condition Object
NoSun, !- Sun Exposure
NoWind, !- Wind Exposure
, !- View Factor to Ground
4, !- Number of Vertices
76.566, !- Vertex 1 X-coordinate {m}
56.218, !- Vertex 1 Y-coordinate {m}
2.134, !- Vertex 1 Z-coordinate {m}
76.566, !- Vertex 2 X-coordinate {m}
53.584, !- Vertex 2 Y-coordinate {m}
2.134, !- Vertex 2 Z-coordinate {m}
74.219, !- Vertex 3 X-coordinate {m}
53.584, !- Vertex 3 Y-coordinate {m}
2.134, !- Vertex 3 Z-coordinate {m}
74.219, !- Vertex 4 X-coordinate {m}
56.218, !- Vertex 4 Y-coordinate {m}
2.134, !- Vertex 4 Z-coordinate {m}
, !- Vertex 5 X-coordinate {m}
, !- Vertex 5 Y-coordinate {m}
, !- Vertex 5 Z-coordinate {m}
, !- Vertex 6 X-coordinate {m}
, !- Vertex 6 Y-coordinate {m}
, !- Vertex 6 Z-coordinate {m}
, !- Vertex 7 X-coordinate {m}
, !- Vertex 7 Y-coordinate {m}
, !- Vertex 7 Z-coordinate {m}
, !- Vertex 8 X-coordinate {m}
, !- Vertex 8 Y-coordinate {m}
, !- Vertex 8 Z-coordinate {m}
, !- Vertex 9 X-coordinate {m}
, !- Vertex 9 Y-coordinate {m}
, !- Vertex 9 Z-coordinate {m}
, !- Vertex 10 X-coordinate {m}
, !- Vertex 10 Y-coordinate {m}
, !- Vertex 10 Z-coordinate {m}
, !- Vertex 11 X-coordinate {m}
, !- Vertex 11 Y-coordinate {m}
, !- Vertex 11 Z-coordinate {m}
, !- Vertex 12 X-coordinate {m}
, !- Vertex 12 Y-coordinate {m}
, !- Vertex 12 Z-coordinate {m}
, !- Vertex 13 X-coordinate {m}
, !- Vertex 13 Y-coordinate {m}
, !- Vertex 13 Z-coordinate {m}
, !- Vertex 14 X-coordinate {m}
, !- Vertex 14 Y-coordinate {m}
, !- Vertex 14 Z-coordinate {m}
, !- Vertex 15 X-coordinate {m}
, !- Vertex 15 Y-coordinate {m}
, !- Vertex 15 Z-coordinate {m}
, !- Vertex 16 X-coordinate {m}
, !- Vertex 16 Y-coordinate {m}
, !- Vertex 16 Z-coordinate {m}
, !- Vertex 17 X-coordinate {m}
, !- Vertex 17 Y-coordinate {m}
, !- Vertex 17 Z-coordinate {m}
, !- Vertex 18 X-coordinate {m}
, !- Vertex 18 Y-coordinate {m}
, !- Vertex 18 Z-coordinate {m}
, !- Vertex 19 X-coordinate {m}
, !- Vertex 19 Y-coordinate {m}
, !- Vertex 19 Z-coordinate {m}
, !- Vertex 20 X-coordinate {m}
, !- Vertex 20 Y-coordinate {m}
; !- Vertex 20 Z-coordinate {m}
BuildingSurface:Detailed,
L1S1-Men_Srf_1, !- Name
Wall, !- Surface Type
Hole, !- Construction Name
L1S1-Men Thermal Zone, !- Zone Name
Surface, !- Outside Boundary Condition
L1S1-Corridor_Srf_3, !- Outside Boundary Condition Object
NoSun, !- Sun Exposure
NoWind, !- Wind Exposure
, !- View Factor to Ground
4, !- Number of Vertices
76.566, !- Vertex 1 X-coordinate {m}
53.584, !- Vertex 1 Y-coordinate {m}
2.819, !- Vertex 1 Z-coordinate {m}
76.566, !- Vertex 2 X-coordinate {m}
53.584, !- Vertex 2 Y-coordinate {m}
2.134, !- Vertex 2 Z-coordinate {m}
76.566, !- Vertex 3 X-coordinate {m}
56.218, !- Vertex 3 Y-coordinate {m}
2.134, !- Vertex 3 Z-coordinate {m}
76.566, !- Vertex 4 X-coordinate {m}
56.218, !- Vertex 4 Y-coordinate {m}
2.819, !- Vertex 4 Z-coordinate {m}
, !- Vertex 5 X-coordinate {m}
, !- Vertex 5 Y-coordinate {m}
, !- Vertex 5 Z-coordinate {m}
, !- Vertex 6 X-coordinate {m}
, !- Vertex 6 Y-coordinate {m}
, !- Vertex 6 Z-coordinate {m}
, !- Vertex 7 X-coordinate {m}
, !- Vertex 7 Y-coordinate {m}
, !- Vertex 7 Z-coordinate {m}
, !- Vertex 8 X-coordinate {m}
, !- Vertex 8 Y-coordinate {m}
, !- Vertex 8 Z-coordinate {m}
, !- Vertex 9 X-coordinate {m}
, !- Vertex 9 Y-coordinate {m}
, !- Vertex 9 Z-coordinate {m}
, !- Vertex 10 X-coordinate {m}
, !- Vertex 10 Y-coordinate {m}
, !- Vertex 10 Z-coordinate {m}
, !- Vertex 11 X-coordinate {m}
, !- Vertex 11 Y-coordinate {m}
, !- Vertex 11 Z-coordinate {m}
, !- Vertex 12 X-coordinate {m}
, !- Vertex 12 Y-coordinate {m}
, !- Vertex 12 Z-coordinate {m}
, !- Vertex 13 X-coordinate {m}
, !- Vertex 13 Y-coordinate {m}
, !- Vertex 13 Z-coordinate {m}
, !- Vertex 14 X-coordinate {m}
, !- Vertex 14 Y-coordinate {m}
, !- Vertex 14 Z-coordinate {m}
, !- Vertex 15 X-coordinate {m}
, !- Vertex 15 Y-coordinate {m}
, !- Vertex 15 Z-coordinate {m}
, !- Vertex 16 X-coordinate {m}
, !- Vertex 16 Y-coordinate {m}
, !- Vertex 16 Z-coordinate {m}
, !- Vertex 17 X-coordinate {m}
, !- Vertex 17 Y-coordinate {m}
, !- Vertex 17 Z-coordinate {m}
, !- Vertex 18 X-coordinate {m}
, !- Vertex 18 Y-coordinate {m}
, !- Vertex 18 Z-coordinate {m}
, !- Vertex 19 X-coordinate {m}
, !- Vertex 19 Y-coordinate {m}
, !- Vertex 19 Z-coordinate {m}
, !- Vertex 20 X-coordinate {m}
, !- Vertex 20 Y-coordinate {m}
; !- Vertex 20 Z-coordinate {m}
BuildingSurface:Detailed,
L1S1-Men_Srf_2, !- Name
Wall, !- Surface Type
Hole, !- Construction Name
L1S1-Men Thermal Zone, !- Zone Name
Surface, !- Outside Boundary Condition
L1S1-Women_Srf_2, !- Outside Boundary Condition Object
NoSun, !- Sun Exposure
NoWind, !- Wind Exposure
, !- View Factor to Ground
4, !- Number of Vertices
76.566, !- Vertex 1 X-coordinate {m}
56.218, !- Vertex 1 Y-coordinate {m}
2.819, !- Vertex 1 Z-coordinate {m}
76.566, !- Vertex 2 X-coordinate {m}
56.218, !- Vertex 2 Y-coordinate {m}
2.134, !- Vertex 2 Z-coordinate {m}
74.219, !- Vertex 3 X-coordinate {m}
56.218, !- Vertex 3 Y-coordinate {m}
2.134, !- Vertex 3 Z-coordinate {m}
74.219, !- Vertex 4 X-coordinate {m}
56.218, !- Vertex 4 Y-coordinate {m}
2.819, !- Vertex 4 Z-coordinate {m}
, !- Vertex 5 X-coordinate {m}
, !- Vertex 5 Y-coordinate {m}
, !- Vertex 5 Z-coordinate {m}
, !- Vertex 6 X-coordinate {m}
, !- Vertex 6 Y-coordinate {m}
, !- Vertex 6 Z-coordinate {m}
, !- Vertex 7 X-coordinate {m}
, !- Vertex 7 Y-coordinate {m}
, !- Vertex 7 Z-coordinate {m}
, !- Vertex 8 X-coordinate {m}
, !- Vertex 8 Y-coordinate {m}
, !- Vertex 8 Z-coordinate {m}
, !- Vertex 9 X-coordinate {m}
, !- Vertex 9 Y-coordinate {m}
, !- Vertex 9 Z-coordinate {m}
, !- Vertex 10 X-coordinate {m}
, !- Vertex 10 Y-coordinate {m}
, !- Vertex 10 Z-coordinate {m}
, !- Vertex 11 X-coordinate {m}
, !- Vertex 11 Y-coordinate {m}
, !- Vertex 11 Z-coordinate {m}
, !- Vertex 12 X-coordinate {m}
, !- Vertex 12 Y-coordinate {m}
, !- Vertex 12 Z-coordinate {m}
, !- Vertex 13 X-coordinate {m}
, !- Vertex 13 Y-coordinate {m}
, !- Vertex 13 Z-coordinate {m}
, !- Vertex 14 X-coordinate {m}
, !- Vertex 14 Y-coordinate {m}
, !- Vertex 14 Z-coordinate {m}
, !- Vertex 15 X-coordinate {m}
, !- Vertex 15 Y-coordinate {m}
, !- Vertex 15 Z-coordinate {m}
, !- Vertex 16 X-coordinate {m}
, !- Vertex 16 Y-coordinate {m}
, !- Vertex 16 Z-coordinate {m}
, !- Vertex 17 X-coordinate {m}
, !- Vertex 17 Y-coordinate {m}
, !- Vertex 17 Z-coordinate {m}
, !- Vertex 18 X-coordinate {m}
, !- Vertex 18 Y-coordinate {m}
, !- Vertex 18 Z-coordinate {m}
, !- Vertex 19 X-coordinate {m}
, !- Vertex 19 Y-coordinate {m}
, !- Vertex 19 Z-coordinate {m}
, !- Vertex 20 X-coordinate {m}
, !- Vertex 20 Y-coordinate {m}
; !- Vertex 20 Z-coordinate {m}
BuildingSurface:Detailed,
L1S1-Men_Srf_3, !- Name
Wall, !- Surface Type
Wall_Exterior, !- Construction Name
L1S1-Men Thermal Zone, !- Zone Name
Outdoors, !- Outside Boundary Condition
, !- Outside Boundary Condition Object
SunExposed, !- Sun Exposure
WindExposed, !- Wind Exposure
, !- View Factor to Ground
4, !- Number of Vertices
74.219, !- Vertex 1 X-coordinate {m}
56.218, !- Vertex 1 Y-coordinate {m}
2.819, !- Vertex 1 Z-coordinate {m}
74.219, !- Vertex 2 X-coordinate {m}
56.218, !- Vertex 2 Y-coordinate {m}
2.134, !- Vertex 2 Z-coordinate {m}
74.219, !- Vertex 3 X-coordinate {m}
53.584, !- Vertex 3 Y-coordinate {m}
2.134, !- Vertex 3 Z-coordinate {m}
74.219, !- Vertex 4 X-coordinate {m}
53.584, !- Vertex 4 Y-coordinate {m}
2.819, !- Vertex 4 Z-coordinate {m}
, !- Vertex 5 X-coordinate {m}
, !- Vertex 5 Y-coordinate {m}
, !- Vertex 5 Z-coordinate {m}
, !- Vertex 6 X-coordinate {m}
, !- Vertex 6 Y-coordinate {m}
, !- Vertex 6 Z-coordinate {m}
, !- Vertex 7 X-coordinate {m}
, !- Vertex 7 Y-coordinate {m}
, !- Vertex 7 Z-coordinate {m}
, !- Vertex 8 X-coordinate {m}
, !- Vertex 8 Y-coordinate {m}
, !- Vertex 8 Z-coordinate {m}
, !- Vertex 9 X-coordinate {m}
, !- Vertex 9 Y-coordinate {m}
, !- Vertex 9 Z-coordinate {m}
, !- Vertex 10 X-coordinate {m}
, !- Vertex 10 Y-coordinate {m}
, !- Vertex 10 Z-coordinate {m}
, !- Vertex 11 X-coordinate {m}
, !- Vertex 11 Y-coordinate {m}
, !- Vertex 11 Z-coordinate {m}
, !- Vertex 12 X-coordinate {m}
, !- Vertex 12 Y-coordinate {m}
, !- Vertex 12 Z-coordinate {m}
, !- Vertex 13 X-coordinate {m}
, !- Vertex 13 Y-coordinate {m}
, !- Vertex 13 Z-coordinate {m}
, !- Vertex 14 X-coordinate {m}
, !- Vertex 14 Y-coordinate {m}
, !- Vertex 14 Z-coordinate {m}
, !- Vertex 15 X-coordinate {m}
, !- Vertex 15 Y-coordinate {m}
, !- Vertex 15 Z-coordinate {m}
, !- Vertex 16 X-coordinate {m}
, !- Vertex 16 Y-coordinate {m}
, !- Vertex 16 Z-coordinate {m}
, !- Vertex 17 X-coordinate {m}
, !- Vertex 17 Y-coordinate {m}
, !- Vertex 17 Z-coordinate {m}
, !- Vertex 18 X-coordinate {m}
, !- Vertex 18 Y-coordinate {m}
, !- Vertex 18 Z-coordinate {m}
, !- Vertex 19 X-coordinate {m}
, !- Vertex 19 Y-coordinate {m}
, !- Vertex 19 Z-coordinate {m}
, !- Vertex 20 X-coordinate {m}
, !- Vertex 20 Y-coordinate {m}
; !- Vertex 20 Z-coordinate {m}
BuildingSurface:Detailed,
L1S1-Men_Srf_4, !- Name
Wall, !- Surface Type
Wall_Exterior, !- Construction Name
L1S1-Men Thermal Zone, !- Zone Name
Outdoors, !- Outside Boundary Condition
, !- Outside Boundary Condition Object
SunExposed, !- Sun Exposure
WindExposed, !- Wind Exposure
, !- View Factor to Ground
4, !- Number of Vertices
74.219, !- Vertex 1 X-coordinate {m}
53.584, !- Vertex 1 Y-coordinate {m}
2.819, !- Vertex 1 Z-coordinate {m}
74.219, !- Vertex 2 X-coordinate {m}
53.584, !- Vertex 2 Y-coordinate {m}
2.134, !- Vertex 2 Z-coordinate {m}
76.566, !- Vertex 3 X-coordinate {m}
53.584, !- Vertex 3 Y-coordinate {m}
2.134, !- Vertex 3 Z-coordinate {m}
76.566, !- Vertex 4 X-coordinate {m}
53.584, !- Vertex 4 Y-coordinate {m}
2.819, !- Vertex 4 Z-coordinate {m}
, !- Vertex 5 X-coordinate {m}
, !- Vertex 5 Y-coordinate {m}
, !- Vertex 5 Z-coordinate {m}
, !- Vertex 6 X-coordinate {m}
, !- Vertex 6 Y-coordinate {m}
, !- Vertex 6 Z-coordinate {m}
, !- Vertex 7 X-coordinate {m}
, !- Vertex 7 Y-coordinate {m}
, !- Vertex 7 Z-coordinate {m}
, !- Vertex 8 X-coordinate {m}
, !- Vertex 8 Y-coordinate {m}
, !- Vertex 8 Z-coordinate {m}
, !- Vertex 9 X-coordinate {m}
, !- Vertex 9 Y-coordinate {m}
, !- Vertex 9 Z-coordinate {m}
, !- Vertex 10 X-coordinate {m}
, !- Vertex 10 Y-coordinate {m}
, !- Vertex 10 Z-coordinate {m}
, !- Vertex 11 X-coordinate {m}
, !- Vertex 11 Y-coordinate {m}
, !- Vertex 11 Z-coordinate {m}
, !- Vertex 12 X-coordinate {m}
, !- Vertex 12 Y-coordinate {m}
, !- Vertex 12 Z-coordinate {m}
, !- Vertex 13 X-coordinate {m}
, !- Vertex 13 Y-coordinate {m}
, !- Vertex 13 Z-coordinate {m}
, !- Vertex 14 X-coordinate {m}
, !- Vertex 14 Y-coordinate {m}
, !- Vertex 14 Z-coordinate {m}
, !- Vertex 15 X-coordinate {m}
, !- Vertex 15 Y-coordinate {m}
, !- Vertex 15 Z-coordinate {m}
, !- Vertex 16 X-coordinate {m}
, !- Vertex 16 Y-coordinate {m}
, !- Vertex 16 Z-coordinate {m}
, !- Vertex 17 X-coordinate {m}
, !- Vertex 17 Y-coordinate {m}
, !- Vertex 17 Z-coordinate {m}
, !- Vertex 18 X-coordinate {m}
, !- Vertex 18 Y-coordinate {m}
, !- Vertex 18 Z-coordinate {m}
, !- Vertex 19 X-coordinate {m}
, !- Vertex 19 Y-coordinate {m}
, !- Vertex 19 Z-coordinate {m}
, !- Vertex 20 X-coordinate {m}
, !- Vertex 20 Y-coordinate {m}
; !- Vertex 20 Z-coordinate {m}
BuildingSurface:Detailed,
L1S1-Men_Srf_5, !- Name
Roof, !- Surface Type
Roof_BOH, !- Construction Name
L1S1-Men Thermal Zone, !- Zone Name
Outdoors, !- Outside Boundary Condition
, !- Outside Boundary Condition Object
SunExposed, !- Sun Exposure
WindExposed, !- Wind Exposure
, !- View Factor to Ground
4, !- Number of Vertices
74.219, !- Vertex 1 X-coordinate {m}
56.218, !- Vertex 1 Y-coordinate {m}
2.819, !- Vertex 1 Z-coordinate {m}
74.219, !- Vertex 2 X-coordinate {m}
53.584, !- Vertex 2 Y-coordinate {m}
2.819, !- Vertex 2 Z-coordinate {m}
76.566, !- Vertex 3 X-coordinate {m}
53.584, !- Vertex 3 Y-coordinate {m}
2.819, !- Vertex 3 Z-coordinate {m}
76.566, !- Vertex 4 X-coordinate {m}
56.218, !- Vertex 4 Y-coordinate {m}
2.819, !- Vertex 4 Z-coordinate {m}
, !- Vertex 5 X-coordinate {m}
, !- Vertex 5 Y-coordinate {m}
, !- Vertex 5 Z-coordinate {m}
, !- Vertex 6 X-coordinate {m}
, !- Vertex 6 Y-coordinate {m}
, !- Vertex 6 Z-coordinate {m}
, !- Vertex 7 X-coordinate {m}
, !- Vertex 7 Y-coordinate {m}
, !- Vertex 7 Z-coordinate {m}
, !- Vertex 8 X-coordinate {m}
, !- Vertex 8 Y-coordinate {m}
, !- Vertex 8 Z-coordinate {m}
, !- Vertex 9 X-coordinate {m}
, !- Vertex 9 Y-coordinate {m}
, !- Vertex 9 Z-coordinate {m}
, !- Vertex 10 X-coordinate {m}
, !- Vertex 10 Y-coordinate {m}
, !- Vertex 10 Z-coordinate {m}
, !- Vertex 11 X-coordinate {m}
, !- Vertex 11 Y-coordinate {m}
, !- Vertex 11 Z-coordinate {m}
, !- Vertex 12 X-coordinate {m}
, !- Vertex 12 Y-coordinate {m}
, !- Vertex 12 Z-coordinate {m}
, !- Vertex 13 X-coordinate {m}
, !- Vertex 13 Y-coordinate {m}
, !- Vertex 13 Z-coordinate {m}
, !- Vertex 14 X-coordinate {m}
, !- Vertex 14 Y-coordinate {m}
, !- Vertex 14 Z-coordinate {m}
, !- Vertex 15 X-coordinate {m}
, !- Vertex 15 Y-coordinate {m}
, !- Vertex 15 Z-coordinate {m}
, !- Vertex 16 X-coordinate {m}
, !- Vertex 16 Y-coordinate {m}
, !- Vertex 16 Z-coordinate {m}
, !- Vertex 17 X-coordinate {m}
, !- Vertex 17 Y-coordinate {m}
, !- Vertex 17 Z-coordinate {m}
, !- Vertex 18 X-coordinate {m}
, !- Vertex 18 Y-coordinate {m}
, !- Vertex 18 Z-coordinate {m}
, !- Vertex 19 X-coordinate {m}
, !- Vertex 19 Y-coordinate {m}
, !- Vertex 19 Z-coordinate {m}
, !- Vertex 20 X-coordinate {m}
, !- Vertex 20 Y-coordinate {m}
; !- Vertex 20 Z-coordinate {m}
BuildingSurface:Detailed,
L1S1-PreparedFoods_Srf_0,!- Name
Wall, !- Surface Type
Wall_Exterior, !- Construction Name
L1S1-PreparedFoods Thermal Zone, !- Zone Name
Outdoors, !- Outside Boundary Condition
, !- Outside Boundary Condition Object
SunExposed, !- Sun Exposure
WindExposed, !- Wind Exposure
, !- View Factor to Ground
4, !- Number of Vertices
77.337, !- Vertex 1 X-coordinate {m}
41.605, !- Vertex 1 Y-coordinate {m}
2.819, !- Vertex 1 Z-coordinate {m}
77.337, !- Vertex 2 X-coordinate {m}
41.605, !- Vertex 2 Y-coordinate {m}
2.134, !- Vertex 2 Z-coordinate {m}
69.129, !- Vertex 3 X-coordinate {m}
41.605, !- Vertex 3 Y-coordinate {m}
2.134, !- Vertex 3 Z-coordinate {m}
69.129, !- Vertex 4 X-coordinate {m}
41.605, !- Vertex 4 Y-coordinate {m}
2.819, !- Vertex 4 Z-coordinate {m}
, !- Vertex 5 X-coordinate {m}
, !- Vertex 5 Y-coordinate {m}
, !- Vertex 5 Z-coordinate {m}
, !- Vertex 6 X-coordinate {m}
, !- Vertex 6 Y-coordinate {m}
, !- Vertex 6 Z-coordinate {m}
, !- Vertex 7 X-coordinate {m}
, !- Vertex 7 Y-coordinate {m}
, !- Vertex 7 Z-coordinate {m}
, !- Vertex 8 X-coordinate {m}
, !- Vertex 8 Y-coordinate {m}
, !- Vertex 8 Z-coordinate {m}
, !- Vertex 9 X-coordinate {m}
, !- Vertex 9 Y-coordinate {m}
, !- Vertex 9 Z-coordinate {m}
, !- Vertex 10 X-coordinate {m}
, !- Vertex 10 Y-coordinate {m}
, !- Vertex 10 Z-coordinate {m}
, !- Vertex 11 X-coordinate {m}
, !- Vertex 11 Y-coordinate {m}
, !- Vertex 11 Z-coordinate {m}
, !- Vertex 12 X-coordinate {m}
, !- Vertex 12 Y-coordinate {m}
, !- Vertex 12 Z-coordinate {m}
, !- Vertex 13 X-coordinate {m}
, !- Vertex 13 Y-coordinate {m}
, !- Vertex 13 Z-coordinate {m}
, !- Vertex 14 X-coordinate {m}
, !- Vertex 14 Y-coordinate {m}
, !- Vertex 14 Z-coordinate {m}
, !- Vertex 15 X-coordinate {m}
, !- Vertex 15 Y-coordinate {m}
, !- Vertex 15 Z-coordinate {m}
, !- Vertex 16 X-coordinate {m}
, !- Vertex 16 Y-coordinate {m}
, !- Vertex 16 Z-coordinate {m}
, !- Vertex 17 X-coordinate {m}
, !- Vertex 17 Y-coordinate {m}
, !- Vertex 17 Z-coordinate {m}
, !- Vertex 18 X-coordinate {m}
, !- Vertex 18 Y-coordinate {m}
, !- Vertex 18 Z-coordinate {m}
, !- Vertex 19 X-coordinate {m}
, !- Vertex 19 Y-coordinate {m}
, !- Vertex 19 Z-coordinate {m}
, !- Vertex 20 X-coordinate {m}
, !- Vertex 20 Y-coordinate {m}
; !- Vertex 20 Z-coordinate {m}
BuildingSurface:Detailed,
L1S1-PreparedFoods_Srf_1,!- Name
Floor, !- Surface Type
Hole, !- Construction Name
L1S1-PreparedFoods Thermal Zone, !- Zone Name
outdoors, !- Outside Boundary Condition
, !- Outside Boundary Condition Object
SunExposed, !- Sun Exposure
WindExposed, !- Wind Exposure
, !- View Factor to Ground
4, !- Number of Vertices
77.337, !- Vertex 1 X-coordinate {m}
41.605, !- Vertex 1 Y-coordinate {m}
2.134, !- Vertex 1 Z-coordinate {m}
77.337, !- Vertex 2 X-coordinate {m}
31.364, !- Vertex 2 Y-coordinate {m}
2.134, !- Vertex 2 Z-coordinate {m}
69.129, !- Vertex 3 X-coordinate {m}
31.364, !- Vertex 3 Y-coordinate {m}
2.134, !- Vertex 3 Z-coordinate {m}
69.129, !- Vertex 4 X-coordinate {m}
41.605, !- Vertex 4 Y-coordinate {m}
2.134, !- Vertex 4 Z-coordinate {m}
, !- Vertex 5 X-coordinate {m}
, !- Vertex 5 Y-coordinate {m}
, !- Vertex 5 Z-coordinate {m}
, !- Vertex 6 X-coordinate {m}
, !- Vertex 6 Y-coordinate {m}
, !- Vertex 6 Z-coordinate {m}
, !- Vertex 7 X-coordinate {m}
, !- Vertex 7 Y-coordinate {m}
, !- Vertex 7 Z-coordinate {m}
, !- Vertex 8 X-coordinate {m}
, !- Vertex 8 Y-coordinate {m}
, !- Vertex 8 Z-coordinate {m}
, !- Vertex 9 X-coordinate {m}
, !- Vertex 9 Y-coordinate {m}
, !- Vertex 9 Z-coordinate {m}
, !- Vertex 10 X-coordinate {m}
, !- Vertex 10 Y-coordinate {m}
, !- Vertex 10 Z-coordinate {m}
, !- Vertex 11 X-coordinate {m}
, !- Vertex 11 Y-coordinate {m}
, !- Vertex 11 Z-coordinate {m}
, !- Vertex 12 X-coordinate {m}
, !- Vertex 12 Y-coordinate {m}
, !- Vertex 12 Z-coordinate {m}
, !- Vertex 13 X-coordinate {m}
, !- Vertex 13 Y-coordinate {m}
, !- Vertex 13 Z-coordinate {m}
, !- Vertex 14 X-coordinate {m}
, !- Vertex 14 Y-coordinate {m}
, !- Vertex 14 Z-coordinate {m}
, !- Vertex 15 X-coordinate {m}
, !- Vertex 15 Y-coordinate {m}
, !- Vertex 15 Z-coordinate {m}
, !- Vertex 16 X-coordinate {m}
, !- Vertex 16 Y-coordinate {m}
, !- Vertex 16 Z-coordinate {m}
, !- Vertex 17 X-coordinate {m}
, !- Vertex 17 Y-coordinate {m}
, !- Vertex 17 Z-coordinate {m}
, !- Vertex 18 X-coordinate {m}
, !- Vertex 18 Y-coordinate {m}
, !- Vertex 18 Z-coordinate {m}
, !- Vertex 19 X-coordinate {m}
, !- Vertex 19 Y-coordinate {m}
, !- Vertex 19 Z-coordinate {m}
, !- Vertex 20 X-coordinate {m}
, !- Vertex 20 Y-coordinate {m}
; !- Vertex 20 Z-coordinate {m}
BuildingSurface:Detailed,
L1S1-PreparedFoods_Srf_2,!- Name
Wall, !- Surface Type
Hole, !- Construction Name
L1S1-PreparedFoods Thermal Zone, !- Zone Name
Surface, !- Outside Boundary Condition
L1S1-SalesSouth_Srf_8, !- Outside Boundary Condition Object
NoSun, !- Sun Exposure
NoWind, !- Wind Exposure
, !- View Factor to Ground
4, !- Number of Vertices
69.129, !- Vertex 1 X-coordinate {m}
41.605, !- Vertex 1 Y-coordinate {m}
2.819, !- Vertex 1 Z-coordinate {m}
69.129, !- Vertex 2 X-coordinate {m}
41.605, !- Vertex 2 Y-coordinate {m}
2.134, !- Vertex 2 Z-coordinate {m}
69.129, !- Vertex 3 X-coordinate {m}
31.364, !- Vertex 3 Y-coordinate {m}
2.134, !- Vertex 3 Z-coordinate {m}
69.129, !- Vertex 4 X-coordinate {m}
31.364, !- Vertex 4 Y-coordinate {m}
2.819, !- Vertex 4 Z-coordinate {m}
, !- Vertex 5 X-coordinate {m}
, !- Vertex 5 Y-coordinate {m}
, !- Vertex 5 Z-coordinate {m}
, !- Vertex 6 X-coordinate {m}
, !- Vertex 6 Y-coordinate {m}
, !- Vertex 6 Z-coordinate {m}
, !- Vertex 7 X-coordinate {m}
, !- Vertex 7 Y-coordinate {m}
, !- Vertex 7 Z-coordinate {m}
, !- Vertex 8 X-coordinate {m}
, !- Vertex 8 Y-coordinate {m}
, !- Vertex 8 Z-coordinate {m}
, !- Vertex 9 X-coordinate {m}
, !- Vertex 9 Y-coordinate {m}
, !- Vertex 9 Z-coordinate {m}
, !- Vertex 10 X-coordinate {m}
, !- Vertex 10 Y-coordinate {m}
, !- Vertex 10 Z-coordinate {m}
, !- Vertex 11 X-coordinate {m}
, !- Vertex 11 Y-coordinate {m}
, !- Vertex 11 Z-coordinate {m}
, !- Vertex 12 X-coordinate {m}
, !- Vertex 12 Y-coordinate {m}
, !- Vertex 12 Z-coordinate {m}
, !- Vertex 13 X-coordinate {m}
, !- Vertex 13 Y-coordinate {m}
, !- Vertex 13 Z-coordinate {m}
, !- Vertex 14 X-coordinate {m}
, !- Vertex 14 Y-coordinate {m}
, !- Vertex 14 Z-coordinate {m}
, !- Vertex 15 X-coordinate {m}
, !- Vertex 15 Y-coordinate {m}
, !- Vertex 15 Z-coordinate {m}
, !- Vertex 16 X-coordinate {m}
, !- Vertex 16 Y-coordinate {m}
, !- Vertex 16 Z-coordinate {m}
, !- Vertex 17 X-coordinate {m}
, !- Vertex 17 Y-coordinate {m}
, !- Vertex 17 Z-coordinate {m}
, !- Vertex 18 X-coordinate {m}
, !- Vertex 18 Y-coordinate {m}
, !- Vertex 18 Z-coordinate {m}
, !- Vertex 19 X-coordinate {m}
, !- Vertex 19 Y-coordinate {m}
, !- Vertex 19 Z-coordinate {m}
, !- Vertex 20 X-coordinate {m}
, !- Vertex 20 Y-coordinate {m}
; !- Vertex 20 Z-coordinate {m}
BuildingSurface:Detailed,
L1S1-PreparedFoods_Srf_3,!- Name
Wall, !- Surface Type
Wall_Exterior, !- Construction Name
L1S1-PreparedFoods Thermal Zone, !- Zone Name
Outdoors, !- Outside Boundary Condition
, !- Outside Boundary Condition Object
SunExposed, !- Sun Exposure
WindExposed, !- Wind Exposure
, !- View Factor to Ground
4, !- Number of Vertices
69.129, !- Vertex 1 X-coordinate {m}
31.364, !- Vertex 1 Y-coordinate {m}
2.819, !- Vertex 1 Z-coordinate {m}
69.129, !- Vertex 2 X-coordinate {m}
31.364, !- Vertex 2 Y-coordinate {m}
2.134, !- Vertex 2 Z-coordinate {m}
77.337, !- Vertex 3 X-coordinate {m}
31.364, !- Vertex 3 Y-coordinate {m}
2.134, !- Vertex 3 Z-coordinate {m}
77.337, !- Vertex 4 X-coordinate {m}
31.364, !- Vertex 4 Y-coordinate {m}
2.819, !- Vertex 4 Z-coordinate {m}
, !- Vertex 5 X-coordinate {m}
, !- Vertex 5 Y-coordinate {m}
, !- Vertex 5 Z-coordinate {m}
, !- Vertex 6 X-coordinate {m}
, !- Vertex 6 Y-coordinate {m}
, !- Vertex 6 Z-coordinate {m}
, !- Vertex 7 X-coordinate {m}
, !- Vertex 7 Y-coordinate {m}
, !- Vertex 7 Z-coordinate {m}
, !- Vertex 8 X-coordinate {m}
, !- Vertex 8 Y-coordinate {m}
, !- Vertex 8 Z-coordinate {m}
, !- Vertex 9 X-coordinate {m}
, !- Vertex 9 Y-coordinate {m}
, !- Vertex 9 Z-coordinate {m}
, !- Vertex 10 X-coordinate {m}
, !- Vertex 10 Y-coordinate {m}
, !- Vertex 10 Z-coordinate {m}
, !- Vertex 11 X-coordinate {m}
, !- Vertex 11 Y-coordinate {m}
, !- Vertex 11 Z-coordinate {m}
, !- Vertex 12 X-coordinate {m}
, !- Vertex 12 Y-coordinate {m}
, !- Vertex 12 Z-coordinate {m}
, !- Vertex 13 X-coordinate {m}
, !- Vertex 13 Y-coordinate {m}
, !- Vertex 13 Z-coordinate {m}
, !- Vertex 14 X-coordinate {m}
, !- Vertex 14 Y-coordinate {m}
, !- Vertex 14 Z-coordinate {m}
, !- Vertex 15 X-coordinate {m}
, !- Vertex 15 Y-coordinate {m}
, !- Vertex 15 Z-coordinate {m}
, !- Vertex 16 X-coordinate {m}
, !- Vertex 16 Y-coordinate {m}
, !- Vertex 16 Z-coordinate {m}
, !- Vertex 17 X-coordinate {m}
, !- Vertex 17 Y-coordinate {m}
, !- Vertex 17 Z-coordinate {m}
, !- Vertex 18 X-coordinate {m}
, !- Vertex 18 Y-coordinate {m}
, !- Vertex 18 Z-coordinate {m}
, !- Vertex 19 X-coordinate {m}
, !- Vertex 19 Y-coordinate {m}
, !- Vertex 19 Z-coordinate {m}
, !- Vertex 20 X-coordinate {m}
, !- Vertex 20 Y-coordinate {m}
; !- Vertex 20 Z-coordinate {m}
BuildingSurface:Detailed,
L1S1-PreparedFoods_Srf_4,!- Name
Wall, !- Surface Type
Wall_Exterior, !- Construction Name
L1S1-PreparedFoods Thermal Zone, !- Zone Name
Outdoors, !- Outside Boundary Condition
, !- Outside Boundary Condition Object
SunExposed, !- Sun Exposure
WindExposed, !- Wind Exposure
, !- View Factor to Ground
4, !- Number of Vertices
77.337, !- Vertex 1 X-coordinate {m}
31.364, !- Vertex 1 Y-coordinate {m}
2.819, !- Vertex 1 Z-coordinate {m}
77.337, !- Vertex 2 X-coordinate {m}
31.364, !- Vertex 2 Y-coordinate {m}
2.134, !- Vertex 2 Z-coordinate {m}
77.337, !- Vertex 3 X-coordinate {m}
41.605, !- Vertex 3 Y-coordinate {m}
2.134, !- Vertex 3 Z-coordinate {m}
77.337, !- Vertex 4 X-coordinate {m}
41.605, !- Vertex 4 Y-coordinate {m}
2.819, !- Vertex 4 Z-coordinate {m}
, !- Vertex 5 X-coordinate {m}
, !- Vertex 5 Y-coordinate {m}
, !- Vertex 5 Z-coordinate {m}
, !- Vertex 6 X-coordinate {m}
, !- Vertex 6 Y-coordinate {m}
, !- Vertex 6 Z-coordinate {m}
, !- Vertex 7 X-coordinate {m}
, !- Vertex 7 Y-coordinate {m}
, !- Vertex 7 Z-coordinate {m}
, !- Vertex 8 X-coordinate {m}
, !- Vertex 8 Y-coordinate {m}
, !- Vertex 8 Z-coordinate {m}
, !- Vertex 9 X-coordinate {m}
, !- Vertex 9 Y-coordinate {m}
, !- Vertex 9 Z-coordinate {m}
, !- Vertex 10 X-coordinate {m}
, !- Vertex 10 Y-coordinate {m}
, !- Vertex 10 Z-coordinate {m}
, !- Vertex 11 X-coordinate {m}
, !- Vertex 11 Y-coordinate {m}
, !- Vertex 11 Z-coordinate {m}
, !- Vertex 12 X-coordinate {m}
, !- Vertex 12 Y-coordinate {m}
, !- Vertex 12 Z-coordinate {m}
, !- Vertex 13 X-coordinate {m}
, !- Vertex 13 Y-coordinate {m}
, !- Vertex 13 Z-coordinate {m}
, !- Vertex 14 X-coordinate {m}
, !- Vertex 14 Y-coordinate {m}
, !- Vertex 14 Z-coordinate {m}
, !- Vertex 15 X-coordinate {m}
, !- Vertex 15 Y-coordinate {m}
, !- Vertex 15 Z-coordinate {m}
, !- Vertex 16 X-coordinate {m}
, !- Vertex 16 Y-coordinate {m}
, !- Vertex 16 Z-coordinate {m}
, !- Vertex 17 X-coordinate {m}
, !- Vertex 17 Y-coordinate {m}
, !- Vertex 17 Z-coordinate {m}
, !- Vertex 18 X-coordinate {m}
, !- Vertex 18 Y-coordinate {m}
, !- Vertex 18 Z-coordinate {m}
, !- Vertex 19 X-coordinate {m}
, !- Vertex 19 Y-coordinate {m}
, !- Vertex 19 Z-coordinate {m}
, !- Vertex 20 X-coordinate {m}
, !- Vertex 20 Y-coordinate {m}
; !- Vertex 20 Z-coordinate {m}
BuildingSurface:Detailed,
L1S1-PreparedFoods_Srf_5,!- Name
Roof, !- Surface Type
Roof_BOH, !- Construction Name
L1S1-PreparedFoods Thermal Zone, !- Zone Name
Outdoors, !- Outside Boundary Condition
, !- Outside Boundary Condition Object
SunExposed, !- Sun Exposure
WindExposed, !- Wind Exposure
, !- View Factor to Ground
4, !- Number of Vertices
69.129, !- Vertex 1 X-coordinate {m}
41.605, !- Vertex 1 Y-coordinate {m}
2.819, !- Vertex 1 Z-coordinate {m}
69.129, !- Vertex 2 X-coordinate {m}
31.364, !- Vertex 2 Y-coordinate {m}
2.819, !- Vertex 2 Z-coordinate {m}
77.337, !- Vertex 3 X-coordinate {m}
31.364, !- Vertex 3 Y-coordinate {m}
2.819, !- Vertex 3 Z-coordinate {m}
77.337, !- Vertex 4 X-coordinate {m}
41.605, !- Vertex 4 Y-coordinate {m}
2.819, !- Vertex 4 Z-coordinate {m}
, !- Vertex 5 X-coordinate {m}
, !- Vertex 5 Y-coordinate {m}
, !- Vertex 5 Z-coordinate {m}
, !- Vertex 6 X-coordinate {m}
, !- Vertex 6 Y-coordinate {m}
, !- Vertex 6 Z-coordinate {m}
, !- Vertex 7 X-coordinate {m}
, !- Vertex 7 Y-coordinate {m}
, !- Vertex 7 Z-coordinate {m}
, !- Vertex 8 X-coordinate {m}
, !- Vertex 8 Y-coordinate {m}
, !- Vertex 8 Z-coordinate {m}
, !- Vertex 9 X-coordinate {m}
, !- Vertex 9 Y-coordinate {m}
, !- Vertex 9 Z-coordinate {m}
, !- Vertex 10 X-coordinate {m}
, !- Vertex 10 Y-coordinate {m}
, !- Vertex 10 Z-coordinate {m}
, !- Vertex 11 X-coordinate {m}
, !- Vertex 11 Y-coordinate {m}
, !- Vertex 11 Z-coordinate {m}
, !- Vertex 12 X-coordinate {m}
, !- Vertex 12 Y-coordinate {m}
, !- Vertex 12 Z-coordinate {m}
, !- Vertex 13 X-coordinate {m}
, !- Vertex 13 Y-coordinate {m}
, !- Vertex 13 Z-coordinate {m}
, !- Vertex 14 X-coordinate {m}
, !- Vertex 14 Y-coordinate {m}
, !- Vertex 14 Z-coordinate {m}
, !- Vertex 15 X-coordinate {m}
, !- Vertex 15 Y-coordinate {m}
, !- Vertex 15 Z-coordinate {m}
, !- Vertex 16 X-coordinate {m}
, !- Vertex 16 Y-coordinate {m}
, !- Vertex 16 Z-coordinate {m}
, !- Vertex 17 X-coordinate {m}
, !- Vertex 17 Y-coordinate {m}
, !- Vertex 17 Z-coordinate {m}
, !- Vertex 18 X-coordinate {m}
, !- Vertex 18 Y-coordinate {m}
, !- Vertex 18 Z-coordinate {m}
, !- Vertex 19 X-coordinate {m}
, !- Vertex 19 Y-coordinate {m}
, !- Vertex 19 Z-coordinate {m}
, !- Vertex 20 X-coordinate {m}
, !- Vertex 20 Y-coordinate {m}
; !- Vertex 20 Z-coordinate {m}
BuildingSurface:Detailed,
L1S1-PreparedFoodsPrep_Srf_0, !- Name
Floor, !- Surface Type
Hole, !- Construction Name
L1S1-PreparedFoodsPrep Thermal Zone, !- Zone Name
Surface, !- Outside Boundary Condition
L1-118-PreparedFoodsPrep_Srf_8, !- Outside Boundary Condition Object
NoSun, !- Sun Exposure
NoWind, !- Wind Exposure
, !- View Factor to Ground
4, !- Number of Vertices
77.424, !- Vertex 1 X-coordinate {m}
61.783, !- Vertex 1 Y-coordinate {m}
2.134, !- Vertex 1 Z-coordinate {m}
77.424, !- Vertex 2 X-coordinate {m}
58.339, !- Vertex 2 Y-coordinate {m}
2.134, !- Vertex 2 Z-coordinate {m}
65.46, !- Vertex 3 X-coordinate {m}
58.339, !- Vertex 3 Y-coordinate {m}
2.134, !- Vertex 3 Z-coordinate {m}
65.46, !- Vertex 4 X-coordinate {m}
61.783, !- Vertex 4 Y-coordinate {m}
2.134, !- Vertex 4 Z-coordinate {m}
, !- Vertex 5 X-coordinate {m}
, !- Vertex 5 Y-coordinate {m}
, !- Vertex 5 Z-coordinate {m}
, !- Vertex 6 X-coordinate {m}
, !- Vertex 6 Y-coordinate {m}
, !- Vertex 6 Z-coordinate {m}
, !- Vertex 7 X-coordinate {m}
, !- Vertex 7 Y-coordinate {m}
, !- Vertex 7 Z-coordinate {m}
, !- Vertex 8 X-coordinate {m}
, !- Vertex 8 Y-coordinate {m}
, !- Vertex 8 Z-coordinate {m}
, !- Vertex 9 X-coordinate {m}
, !- Vertex 9 Y-coordinate {m}
, !- Vertex 9 Z-coordinate {m}
, !- Vertex 10 X-coordinate {m}
, !- Vertex 10 Y-coordinate {m}
, !- Vertex 10 Z-coordinate {m}
, !- Vertex 11 X-coordinate {m}
, !- Vertex 11 Y-coordinate {m}
, !- Vertex 11 Z-coordinate {m}
, !- Vertex 12 X-coordinate {m}
, !- Vertex 12 Y-coordinate {m}
, !- Vertex 12 Z-coordinate {m}
, !- Vertex 13 X-coordinate {m}
, !- Vertex 13 Y-coordinate {m}
, !- Vertex 13 Z-coordinate {m}
, !- Vertex 14 X-coordinate {m}
, !- Vertex 14 Y-coordinate {m}
, !- Vertex 14 Z-coordinate {m}
, !- Vertex 15 X-coordinate {m}
, !- Vertex 15 Y-coordinate {m}
, !- Vertex 15 Z-coordinate {m}
, !- Vertex 16 X-coordinate {m}
, !- Vertex 16 Y-coordinate {m}
, !- Vertex 16 Z-coordinate {m}
, !- Vertex 17 X-coordinate {m}
, !- Vertex 17 Y-coordinate {m}
, !- Vertex 17 Z-coordinate {m}
, !- Vertex 18 X-coordinate {m}
, !- Vertex 18 Y-coordinate {m}
, !- Vertex 18 Z-coordinate {m}
, !- Vertex 19 X-coordinate {m}
, !- Vertex 19 Y-coordinate {m}
, !- Vertex 19 Z-coordinate {m}
, !- Vertex 20 X-coordinate {m}
, !- Vertex 20 Y-coordinate {m}
; !- Vertex 20 Z-coordinate {m}
BuildingSurface:Detailed,
L1S1-PreparedFoodsPrep_Srf_1, !- Name
Wall, !- Surface Type
Hole, !- Construction Name
L1S1-PreparedFoodsPrep Thermal Zone, !- Zone Name
Surface, !- Outside Boundary Condition
L1S1-Corridor_Srf_1, !- Outside Boundary Condition Object
NoSun, !- Sun Exposure
NoWind, !- Wind Exposure
, !- View Factor to Ground
4, !- Number of Vertices
76.566, !- Vertex 1 X-coordinate {m}
58.339, !- Vertex 1 Y-coordinate {m}
2.819, !- Vertex 1 Z-coordinate {m}
76.566, !- Vertex 2 X-coordinate {m}
58.339, !- Vertex 2 Y-coordinate {m}
2.134, !- Vertex 2 Z-coordinate {m}
77.424, !- Vertex 3 X-coordinate {m}
58.339, !- Vertex 3 Y-coordinate {m}
2.134, !- Vertex 3 Z-coordinate {m}
77.424, !- Vertex 4 X-coordinate {m}
58.339, !- Vertex 4 Y-coordinate {m}
2.819, !- Vertex 4 Z-coordinate {m}
, !- Vertex 5 X-coordinate {m}
, !- Vertex 5 Y-coordinate {m}
, !- Vertex 5 Z-coordinate {m}
, !- Vertex 6 X-coordinate {m}
, !- Vertex 6 Y-coordinate {m}
, !- Vertex 6 Z-coordinate {m}
, !- Vertex 7 X-coordinate {m}
, !- Vertex 7 Y-coordinate {m}
, !- Vertex 7 Z-coordinate {m}
, !- Vertex 8 X-coordinate {m}
, !- Vertex 8 Y-coordinate {m}
, !- Vertex 8 Z-coordinate {m}
, !- Vertex 9 X-coordinate {m}
, !- Vertex 9 Y-coordinate {m}
, !- Vertex 9 Z-coordinate {m}
, !- Vertex 10 X-coordinate {m}
, !- Vertex 10 Y-coordinate {m}
, !- Vertex 10 Z-coordinate {m}
, !- Vertex 11 X-coordinate {m}
, !- Vertex 11 Y-coordinate {m}
, !- Vertex 11 Z-coordinate {m}
, !- Vertex 12 X-coordinate {m}
, !- Vertex 12 Y-coordinate {m}
, !- Vertex 12 Z-coordinate {m}
, !- Vertex 13 X-coordinate {m}
, !- Vertex 13 Y-coordinate {m}
, !- Vertex 13 Z-coordinate {m}
, !- Vertex 14 X-coordinate {m}
, !- Vertex 14 Y-coordinate {m}
, !- Vertex 14 Z-coordinate {m}
, !- Vertex 15 X-coordinate {m}
, !- Vertex 15 Y-coordinate {m}
, !- Vertex 15 Z-coordinate {m}
, !- Vertex 16 X-coordinate {m}
, !- Vertex 16 Y-coordinate {m}
, !- Vertex 16 Z-coordinate {m}
, !- Vertex 17 X-coordinate {m}
, !- Vertex 17 Y-coordinate {m}
, !- Vertex 17 Z-coordinate {m}
, !- Vertex 18 X-coordinate {m}
, !- Vertex 18 Y-coordinate {m}
, !- Vertex 18 Z-coordinate {m}
, !- Vertex 19 X-coordinate {m}
, !- Vertex 19 Y-coordinate {m}
, !- Vertex 19 Z-coordinate {m}
, !- Vertex 20 X-coordinate {m}
, !- Vertex 20 Y-coordinate {m}
; !- Vertex 20 Z-coordinate {m}
BuildingSurface:Detailed,
L1S1-PreparedFoodsPrep_Srf_2, !- Name
Wall, !- Surface Type
Hole, !- Construction Name
L1S1-PreparedFoodsPrep Thermal Zone, !- Zone Name
Surface, !- Outside Boundary Condition
L1S1-DeliCooler_Srf_4, !- Outside Boundary Condition Object
NoSun, !- Sun Exposure
NoWind, !- Wind Exposure
, !- View Factor to Ground
4, !- Number of Vertices
77.424, !- Vertex 1 X-coordinate {m}
58.339, !- Vertex 1 Y-coordinate {m}
2.819, !- Vertex 1 Z-coordinate {m}
77.424, !- Vertex 2 X-coordinate {m}
58.339, !- Vertex 2 Y-coordinate {m}
2.134, !- Vertex 2 Z-coordinate {m}
77.424, !- Vertex 3 X-coordinate {m}
61.783, !- Vertex 3 Y-coordinate {m}
2.134, !- Vertex 3 Z-coordinate {m}
77.424, !- Vertex 4 X-coordinate {m}
61.783, !- Vertex 4 Y-coordinate {m}
2.819, !- Vertex 4 Z-coordinate {m}
, !- Vertex 5 X-coordinate {m}
, !- Vertex 5 Y-coordinate {m}
, !- Vertex 5 Z-coordinate {m}
, !- Vertex 6 X-coordinate {m}
, !- Vertex 6 Y-coordinate {m}
, !- Vertex 6 Z-coordinate {m}
, !- Vertex 7 X-coordinate {m}
, !- Vertex 7 Y-coordinate {m}
, !- Vertex 7 Z-coordinate {m}
, !- Vertex 8 X-coordinate {m}
, !- Vertex 8 Y-coordinate {m}
, !- Vertex 8 Z-coordinate {m}
, !- Vertex 9 X-coordinate {m}
, !- Vertex 9 Y-coordinate {m}
, !- Vertex 9 Z-coordinate {m}
, !- Vertex 10 X-coordinate {m}
, !- Vertex 10 Y-coordinate {m}
, !- Vertex 10 Z-coordinate {m}
, !- Vertex 11 X-coordinate {m}
, !- Vertex 11 Y-coordinate {m}
, !- Vertex 11 Z-coordinate {m}
, !- Vertex 12 X-coordinate {m}
, !- Vertex 12 Y-coordinate {m}
, !- Vertex 12 Z-coordinate {m}
, !- Vertex 13 X-coordinate {m}
, !- Vertex 13 Y-coordinate {m}
, !- Vertex 13 Z-coordinate {m}
, !- Vertex 14 X-coordinate {m}
, !- Vertex 14 Y-coordinate {m}
, !- Vertex 14 Z-coordinate {m}
, !- Vertex 15 X-coordinate {m}
, !- Vertex 15 Y-coordinate {m}
, !- Vertex 15 Z-coordinate {m}
, !- Vertex 16 X-coordinate {m}
, !- Vertex 16 Y-coordinate {m}
, !- Vertex 16 Z-coordinate {m}
, !- Vertex 17 X-coordinate {m}
, !- Vertex 17 Y-coordinate {m}
, !- Vertex 17 Z-coordinate {m}
, !- Vertex 18 X-coordinate {m}
, !- Vertex 18 Y-coordinate {m}
, !- Vertex 18 Z-coordinate {m}
, !- Vertex 19 X-coordinate {m}
, !- Vertex 19 Y-coordinate {m}
, !- Vertex 19 Z-coordinate {m}
, !- Vertex 20 X-coordinate {m}
, !- Vertex 20 Y-coordinate {m}
; !- Vertex 20 Z-coordinate {m}
BuildingSurface:Detailed,
L1S1-PreparedFoodsPrep_Srf_3, !- Name
Wall, !- Surface Type
Wall_Exterior, !- Construction Name
L1S1-PreparedFoodsPrep Thermal Zone, !- Zone Name
Outdoors, !- Outside Boundary Condition
, !- Outside Boundary Condition Object
SunExposed, !- Sun Exposure
WindExposed, !- Wind Exposure
, !- View Factor to Ground
4, !- Number of Vertices
77.424, !- Vertex 1 X-coordinate {m}
61.783, !- Vertex 1 Y-coordinate {m}
2.819, !- Vertex 1 Z-coordinate {m}
77.424, !- Vertex 2 X-coordinate {m}
61.783, !- Vertex 2 Y-coordinate {m}
2.134, !- Vertex 2 Z-coordinate {m}
65.46, !- Vertex 3 X-coordinate {m}
61.783, !- Vertex 3 Y-coordinate {m}
2.134, !- Vertex 3 Z-coordinate {m}
65.46, !- Vertex 4 X-coordinate {m}
61.783, !- Vertex 4 Y-coordinate {m}
2.819, !- Vertex 4 Z-coordinate {m}
, !- Vertex 5 X-coordinate {m}
, !- Vertex 5 Y-coordinate {m}
, !- Vertex 5 Z-coordinate {m}
, !- Vertex 6 X-coordinate {m}
, !- Vertex 6 Y-coordinate {m}
, !- Vertex 6 Z-coordinate {m}
, !- Vertex 7 X-coordinate {m}
, !- Vertex 7 Y-coordinate {m}
, !- Vertex 7 Z-coordinate {m}
, !- Vertex 8 X-coordinate {m}
, !- Vertex 8 Y-coordinate {m}
, !- Vertex 8 Z-coordinate {m}
, !- Vertex 9 X-coordinate {m}
, !- Vertex 9 Y-coordinate {m}
, !- Vertex 9 Z-coordinate {m}
, !- Vertex 10 X-coordinate {m}
, !- Vertex 10 Y-coordinate {m}
, !- Vertex 10 Z-coordinate {m}
, !- Vertex 11 X-coordinate {m}
, !- Vertex 11 Y-coordinate {m}
, !- Vertex 11 Z-coordinate {m}
, !- Vertex 12 X-coordinate {m}
, !- Vertex 12 Y-coordinate {m}
, !- Vertex 12 Z-coordinate {m}
, !- Vertex 13 X-coordinate {m}
, !- Vertex 13 Y-coordinate {m}
, !- Vertex 13 Z-coordinate {m}
, !- Vertex 14 X-coordinate {m}
, !- Vertex 14 Y-coordinate {m}
, !- Vertex 14 Z-coordinate {m}
, !- Vertex 15 X-coordinate {m}
, !- Vertex 15 Y-coordinate {m}
, !- Vertex 15 Z-coordinate {m}
, !- Vertex 16 X-coordinate {m}
, !- Vertex 16 Y-coordinate {m}
, !- Vertex 16 Z-coordinate {m}
, !- Vertex 17 X-coordinate {m}
, !- Vertex 17 Y-coordinate {m}
, !- Vertex 17 Z-coordinate {m}
, !- Vertex 18 X-coordinate {m}
, !- Vertex 18 Y-coordinate {m}
, !- Vertex 18 Z-coordinate {m}
, !- Vertex 19 X-coordinate {m}
, !- Vertex 19 Y-coordinate {m}
, !- Vertex 19 Z-coordinate {m}
, !- Vertex 20 X-coordinate {m}
, !- Vertex 20 Y-coordinate {m}
; !- Vertex 20 Z-coordinate {m}
BuildingSurface:Detailed,
L1S1-PreparedFoodsPrep_Srf_4, !- Name
Wall, !- Surface Type
Hole, !- Construction Name
L1S1-PreparedFoodsPrep Thermal Zone, !- Zone Name
Surface, !- Outside Boundary Condition
L1S1-SeafoodSurface_Srf_2, !- Outside Boundary Condition Object
NoSun, !- Sun Exposure
NoWind, !- Wind Exposure
, !- View Factor to Ground
4, !- Number of Vertices
65.46, !- Vertex 1 X-coordinate {m}
61.783, !- Vertex 1 Y-coordinate {m}
2.819, !- Vertex 1 Z-coordinate {m}
65.46, !- Vertex 2 X-coordinate {m}
61.783, !- Vertex 2 Y-coordinate {m}
2.134, !- Vertex 2 Z-coordinate {m}
65.46, !- Vertex 3 X-coordinate {m}
58.339, !- Vertex 3 Y-coordinate {m}
2.134, !- Vertex 3 Z-coordinate {m}
65.46, !- Vertex 4 X-coordinate {m}
58.339, !- Vertex 4 Y-coordinate {m}
2.819, !- Vertex 4 Z-coordinate {m}
, !- Vertex 5 X-coordinate {m}
, !- Vertex 5 Y-coordinate {m}
, !- Vertex 5 Z-coordinate {m}
, !- Vertex 6 X-coordinate {m}
, !- Vertex 6 Y-coordinate {m}
, !- Vertex 6 Z-coordinate {m}
, !- Vertex 7 X-coordinate {m}
, !- Vertex 7 Y-coordinate {m}
, !- Vertex 7 Z-coordinate {m}
, !- Vertex 8 X-coordinate {m}
, !- Vertex 8 Y-coordinate {m}
, !- Vertex 8 Z-coordinate {m}
, !- Vertex 9 X-coordinate {m}
, !- Vertex 9 Y-coordinate {m}
, !- Vertex 9 Z-coordinate {m}
, !- Vertex 10 X-coordinate {m}
, !- Vertex 10 Y-coordinate {m}
, !- Vertex 10 Z-coordinate {m}
, !- Vertex 11 X-coordinate {m}
, !- Vertex 11 Y-coordinate {m}
, !- Vertex 11 Z-coordinate {m}
, !- Vertex 12 X-coordinate {m}
, !- Vertex 12 Y-coordinate {m}
, !- Vertex 12 Z-coordinate {m}
, !- Vertex 13 X-coordinate {m}
, !- Vertex 13 Y-coordinate {m}
, !- Vertex 13 Z-coordinate {m}
, !- Vertex 14 X-coordinate {m}
, !- Vertex 14 Y-coordinate {m}
, !- Vertex 14 Z-coordinate {m}
, !- Vertex 15 X-coordinate {m}
, !- Vertex 15 Y-coordinate {m}
, !- Vertex 15 Z-coordinate {m}
, !- Vertex 16 X-coordinate {m}
, !- Vertex 16 Y-coordinate {m}
, !- Vertex 16 Z-coordinate {m}
, !- Vertex 17 X-coordinate {m}
, !- Vertex 17 Y-coordinate {m}
, !- Vertex 17 Z-coordinate {m}
, !- Vertex 18 X-coordinate {m}
, !- Vertex 18 Y-coordinate {m}
, !- Vertex 18 Z-coordinate {m}
, !- Vertex 19 X-coordinate {m}
, !- Vertex 19 Y-coordinate {m}
, !- Vertex 19 Z-coordinate {m}
, !- Vertex 20 X-coordinate {m}
, !- Vertex 20 Y-coordinate {m}
; !- Vertex 20 Z-coordinate {m}
BuildingSurface:Detailed,
L1S1-PreparedFoodsPrep_Srf_5, !- Name
Wall, !- Surface Type
Wall_Exterior, !- Construction Name
L1S1-PreparedFoodsPrep Thermal Zone, !- Zone Name
Outdoors, !- Outside Boundary Condition
, !- Outside Boundary Condition Object
SunExposed, !- Sun Exposure
WindExposed, !- Wind Exposure
, !- View Factor to Ground
4, !- Number of Vertices
65.46, !- Vertex 1 X-coordinate {m}
58.339, !- Vertex 1 Y-coordinate {m}
2.819, !- Vertex 1 Z-coordinate {m}
65.46, !- Vertex 2 X-coordinate {m}
58.339, !- Vertex 2 Y-coordinate {m}
2.134, !- Vertex 2 Z-coordinate {m}
72.847, !- Vertex 3 X-coordinate {m}
58.339, !- Vertex 3 Y-coordinate {m}
2.134, !- Vertex 3 Z-coordinate {m}
72.847, !- Vertex 4 X-coordinate {m}
58.339, !- Vertex 4 Y-coordinate {m}
2.819, !- Vertex 4 Z-coordinate {m}
, !- Vertex 5 X-coordinate {m}
, !- Vertex 5 Y-coordinate {m}
, !- Vertex 5 Z-coordinate {m}
, !- Vertex 6 X-coordinate {m}
, !- Vertex 6 Y-coordinate {m}
, !- Vertex 6 Z-coordinate {m}
, !- Vertex 7 X-coordinate {m}
, !- Vertex 7 Y-coordinate {m}
, !- Vertex 7 Z-coordinate {m}
, !- Vertex 8 X-coordinate {m}
, !- Vertex 8 Y-coordinate {m}
, !- Vertex 8 Z-coordinate {m}
, !- Vertex 9 X-coordinate {m}
, !- Vertex 9 Y-coordinate {m}
, !- Vertex 9 Z-coordinate {m}
, !- Vertex 10 X-coordinate {m}
, !- Vertex 10 Y-coordinate {m}
, !- Vertex 10 Z-coordinate {m}
, !- Vertex 11 X-coordinate {m}
, !- Vertex 11 Y-coordinate {m}
, !- Vertex 11 Z-coordinate {m}
, !- Vertex 12 X-coordinate {m}
, !- Vertex 12 Y-coordinate {m}
, !- Vertex 12 Z-coordinate {m}
, !- Vertex 13 X-coordinate {m}
, !- Vertex 13 Y-coordinate {m}
, !- Vertex 13 Z-coordinate {m}
, !- Vertex 14 X-coordinate {m}
, !- Vertex 14 Y-coordinate {m}
, !- Vertex 14 Z-coordinate {m}
, !- Vertex 15 X-coordinate {m}
, !- Vertex 15 Y-coordinate {m}
, !- Vertex 15 Z-coordinate {m}
, !- Vertex 16 X-coordinate {m}
, !- Vertex 16 Y-coordinate {m}
, !- Vertex 16 Z-coordinate {m}
, !- Vertex 17 X-coordinate {m}
, !- Vertex 17 Y-coordinate {m}
, !- Vertex 17 Z-coordinate {m}
, !- Vertex 18 X-coordinate {m}
, !- Vertex 18 Y-coordinate {m}
, !- Vertex 18 Z-coordinate {m}
, !- Vertex 19 X-coordinate {m}
, !- Vertex 19 Y-coordinate {m}
, !- Vertex 19 Z-coordinate {m}
, !- Vertex 20 X-coordinate {m}
, !- Vertex 20 Y-coordinate {m}
; !- Vertex 20 Z-coordinate {m}
BuildingSurface:Detailed,
L1S1-PreparedFoodsPrep_Srf_6, !- Name
Wall, !- Surface Type
Wall_Exterior, !- Construction Name
L1S1-PreparedFoodsPrep Thermal Zone, !- Zone Name
Outdoors, !- Outside Boundary Condition
, !- Outside Boundary Condition Object
SunExposed, !- Sun Exposure
WindExposed, !- Wind Exposure
, !- View Factor to Ground
4, !- Number of Vertices
72.847, !- Vertex 1 X-coordinate {m}
58.339, !- Vertex 1 Y-coordinate {m}
2.819, !- Vertex 1 Z-coordinate {m}
72.847, !- Vertex 2 X-coordinate {m}
58.339, !- Vertex 2 Y-coordinate {m}
2.134, !- Vertex 2 Z-coordinate {m}
74.219, !- Vertex 3 X-coordinate {m}
58.339, !- Vertex 3 Y-coordinate {m}
2.134, !- Vertex 3 Z-coordinate {m}
74.219, !- Vertex 4 X-coordinate {m}
58.339, !- Vertex 4 Y-coordinate {m}
2.819, !- Vertex 4 Z-coordinate {m}
, !- Vertex 5 X-coordinate {m}
, !- Vertex 5 Y-coordinate {m}
, !- Vertex 5 Z-coordinate {m}
, !- Vertex 6 X-coordinate {m}
, !- Vertex 6 Y-coordinate {m}
, !- Vertex 6 Z-coordinate {m}
, !- Vertex 7 X-coordinate {m}
, !- Vertex 7 Y-coordinate {m}
, !- Vertex 7 Z-coordinate {m}
, !- Vertex 8 X-coordinate {m}
, !- Vertex 8 Y-coordinate {m}
, !- Vertex 8 Z-coordinate {m}
, !- Vertex 9 X-coordinate {m}
, !- Vertex 9 Y-coordinate {m}
, !- Vertex 9 Z-coordinate {m}
, !- Vertex 10 X-coordinate {m}
, !- Vertex 10 Y-coordinate {m}
, !- Vertex 10 Z-coordinate {m}
, !- Vertex 11 X-coordinate {m}
, !- Vertex 11 Y-coordinate {m}
, !- Vertex 11 Z-coordinate {m}
, !- Vertex 12 X-coordinate {m}
, !- Vertex 12 Y-coordinate {m}
, !- Vertex 12 Z-coordinate {m}
, !- Vertex 13 X-coordinate {m}
, !- Vertex 13 Y-coordinate {m}
, !- Vertex 13 Z-coordinate {m}
, !- Vertex 14 X-coordinate {m}
, !- Vertex 14 Y-coordinate {m}
, !- Vertex 14 Z-coordinate {m}
, !- Vertex 15 X-coordinate {m}
, !- Vertex 15 Y-coordinate {m}
, !- Vertex 15 Z-coordinate {m}
, !- Vertex 16 X-coordinate {m}
, !- Vertex 16 Y-coordinate {m}
, !- Vertex 16 Z-coordinate {m}
, !- Vertex 17 X-coordinate {m}
, !- Vertex 17 Y-coordinate {m}
, !- Vertex 17 Z-coordinate {m}
, !- Vertex 18 X-coordinate {m}
, !- Vertex 18 Y-coordinate {m}
, !- Vertex 18 Z-coordinate {m}
, !- Vertex 19 X-coordinate {m}
, !- Vertex 19 Y-coordinate {m}
, !- Vertex 19 Z-coordinate {m}
, !- Vertex 20 X-coordinate {m}
, !- Vertex 20 Y-coordinate {m}
; !- Vertex 20 Z-coordinate {m}
BuildingSurface:Detailed,
L1S1-PreparedFoodsPrep_Srf_7, !- Name
Wall, !- Surface Type
Hole, !- Construction Name
L1S1-PreparedFoodsPrep Thermal Zone, !- Zone Name
Surface, !- Outside Boundary Condition
L1S1-Women_Srf_4, !- Outside Boundary Condition Object
NoSun, !- Sun Exposure
NoWind, !- Wind Exposure
, !- View Factor to Ground
4, !- Number of Vertices
74.219, !- Vertex 1 X-coordinate {m}
58.339, !- Vertex 1 Y-coordinate {m}
2.819, !- Vertex 1 Z-coordinate {m}
74.219, !- Vertex 2 X-coordinate {m}
58.339, !- Vertex 2 Y-coordinate {m}
2.134, !- Vertex 2 Z-coordinate {m}
76.566, !- Vertex 3 X-coordinate {m}
58.339, !- Vertex 3 Y-coordinate {m}
2.134, !- Vertex 3 Z-coordinate {m}
76.566, !- Vertex 4 X-coordinate {m}
58.339, !- Vertex 4 Y-coordinate {m}
2.819, !- Vertex 4 Z-coordinate {m}
, !- Vertex 5 X-coordinate {m}
, !- Vertex 5 Y-coordinate {m}
, !- Vertex 5 Z-coordinate {m}
, !- Vertex 6 X-coordinate {m}
, !- Vertex 6 Y-coordinate {m}
, !- Vertex 6 Z-coordinate {m}
, !- Vertex 7 X-coordinate {m}
, !- Vertex 7 Y-coordinate {m}
, !- Vertex 7 Z-coordinate {m}
, !- Vertex 8 X-coordinate {m}
, !- Vertex 8 Y-coordinate {m}
, !- Vertex 8 Z-coordinate {m}
, !- Vertex 9 X-coordinate {m}
, !- Vertex 9 Y-coordinate {m}
, !- Vertex 9 Z-coordinate {m}
, !- Vertex 10 X-coordinate {m}
, !- Vertex 10 Y-coordinate {m}
, !- Vertex 10 Z-coordinate {m}
, !- Vertex 11 X-coordinate {m}
, !- Vertex 11 Y-coordinate {m}
, !- Vertex 11 Z-coordinate {m}
, !- Vertex 12 X-coordinate {m}
, !- Vertex 12 Y-coordinate {m}
, !- Vertex 12 Z-coordinate {m}
, !- Vertex 13 X-coordinate {m}
, !- Vertex 13 Y-coordinate {m}
, !- Vertex 13 Z-coordinate {m}
, !- Vertex 14 X-coordinate {m}
, !- Vertex 14 Y-coordinate {m}
, !- Vertex 14 Z-coordinate {m}
, !- Vertex 15 X-coordinate {m}
, !- Vertex 15 Y-coordinate {m}
, !- Vertex 15 Z-coordinate {m}
, !- Vertex 16 X-coordinate {m}
, !- Vertex 16 Y-coordinate {m}
, !- Vertex 16 Z-coordinate {m}
, !- Vertex 17 X-coordinate {m}
, !- Vertex 17 Y-coordinate {m}
, !- Vertex 17 Z-coordinate {m}
, !- Vertex 18 X-coordinate {m}
, !- Vertex 18 Y-coordinate {m}
, !- Vertex 18 Z-coordinate {m}
, !- Vertex 19 X-coordinate {m}
, !- Vertex 19 Y-coordinate {m}
, !- Vertex 19 Z-coordinate {m}
, !- Vertex 20 X-coordinate {m}
, !- Vertex 20 Y-coordinate {m}
; !- Vertex 20 Z-coordinate {m}
BuildingSurface:Detailed,
L1S1-PreparedFoodsPrep_Srf_8, !- Name
Roof, !- Surface Type
Roof_BOH, !- Construction Name
L1S1-PreparedFoodsPrep Thermal Zone, !- Zone Name
Outdoors, !- Outside Boundary Condition
, !- Outside Boundary Condition Object
SunExposed, !- Sun Exposure
WindExposed, !- Wind Exposure
, !- View Factor to Ground
4, !- Number of Vertices
65.46, !- Vertex 1 X-coordinate {m}
61.783, !- Vertex 1 Y-coordinate {m}
2.819, !- Vertex 1 Z-coordinate {m}
65.46, !- Vertex 2 X-coordinate {m}
58.339, !- Vertex 2 Y-coordinate {m}
2.819, !- Vertex 2 Z-coordinate {m}
77.424, !- Vertex 3 X-coordinate {m}
58.339, !- Vertex 3 Y-coordinate {m}
2.819, !- Vertex 3 Z-coordinate {m}
77.424, !- Vertex 4 X-coordinate {m}
61.783, !- Vertex 4 Y-coordinate {m}
2.819, !- Vertex 4 Z-coordinate {m}
, !- Vertex 5 X-coordinate {m}
, !- Vertex 5 Y-coordinate {m}
, !- Vertex 5 Z-coordinate {m}
, !- Vertex 6 X-coordinate {m}
, !- Vertex 6 Y-coordinate {m}
, !- Vertex 6 Z-coordinate {m}
, !- Vertex 7 X-coordinate {m}
, !- Vertex 7 Y-coordinate {m}
, !- Vertex 7 Z-coordinate {m}
, !- Vertex 8 X-coordinate {m}
, !- Vertex 8 Y-coordinate {m}
, !- Vertex 8 Z-coordinate {m}
, !- Vertex 9 X-coordinate {m}
, !- Vertex 9 Y-coordinate {m}
, !- Vertex 9 Z-coordinate {m}
, !- Vertex 10 X-coordinate {m}
, !- Vertex 10 Y-coordinate {m}
, !- Vertex 10 Z-coordinate {m}
, !- Vertex 11 X-coordinate {m}
, !- Vertex 11 Y-coordinate {m}
, !- Vertex 11 Z-coordinate {m}
, !- Vertex 12 X-coordinate {m}
, !- Vertex 12 Y-coordinate {m}
, !- Vertex 12 Z-coordinate {m}
, !- Vertex 13 X-coordinate {m}
, !- Vertex 13 Y-coordinate {m}
, !- Vertex 13 Z-coordinate {m}
, !- Vertex 14 X-coordinate {m}
, !- Vertex 14 Y-coordinate {m}
, !- Vertex 14 Z-coordinate {m}
, !- Vertex 15 X-coordinate {m}
, !- Vertex 15 Y-coordinate {m}
, !- Vertex 15 Z-coordinate {m}
, !- Vertex 16 X-coordinate {m}
, !- Vertex 16 Y-coordinate {m}
, !- Vertex 16 Z-coordinate {m}
, !- Vertex 17 X-coordinate {m}
, !- Vertex 17 Y-coordinate {m}
, !- Vertex 17 Z-coordinate {m}
, !- Vertex 18 X-coordinate {m}
, !- Vertex 18 Y-coordinate {m}
, !- Vertex 18 Z-coordinate {m}
, !- Vertex 19 X-coordinate {m}
, !- Vertex 19 Y-coordinate {m}
, !- Vertex 19 Z-coordinate {m}
, !- Vertex 20 X-coordinate {m}
, !- Vertex 20 Y-coordinate {m}
; !- Vertex 20 Z-coordinate {m}
BuildingSurface:Detailed,
L1S1-Produce_Srf_0, !- Name
Wall, !- Surface Type
Wall_Exterior, !- Construction Name
L1S1-Produce Thermal Zone, !- Zone Name
Outdoors, !- Outside Boundary Condition
, !- Outside Boundary Condition Object
SunExposed, !- Sun Exposure
WindExposed, !- Wind Exposure
, !- View Factor to Ground
4, !- Number of Vertices
43.312, !- Vertex 1 X-coordinate {m}
43.769, !- Vertex 1 Y-coordinate {m}
2.819, !- Vertex 1 Z-coordinate {m}
43.312, !- Vertex 2 X-coordinate {m}
43.769, !- Vertex 2 Y-coordinate {m}
2.134, !- Vertex 2 Z-coordinate {m}
43.312, !- Vertex 3 X-coordinate {m}
41.575, !- Vertex 3 Y-coordinate {m}
2.134, !- Vertex 3 Z-coordinate {m}
43.312, !- Vertex 4 X-coordinate {m}
41.575, !- Vertex 4 Y-coordinate {m}
2.819, !- Vertex 4 Z-coordinate {m}
, !- Vertex 5 X-coordinate {m}
, !- Vertex 5 Y-coordinate {m}
, !- Vertex 5 Z-coordinate {m}
, !- Vertex 6 X-coordinate {m}
, !- Vertex 6 Y-coordinate {m}
, !- Vertex 6 Z-coordinate {m}
, !- Vertex 7 X-coordinate {m}
, !- Vertex 7 Y-coordinate {m}
, !- Vertex 7 Z-coordinate {m}
, !- Vertex 8 X-coordinate {m}
, !- Vertex 8 Y-coordinate {m}
, !- Vertex 8 Z-coordinate {m}
, !- Vertex 9 X-coordinate {m}
, !- Vertex 9 Y-coordinate {m}
, !- Vertex 9 Z-coordinate {m}
, !- Vertex 10 X-coordinate {m}
, !- Vertex 10 Y-coordinate {m}
, !- Vertex 10 Z-coordinate {m}
, !- Vertex 11 X-coordinate {m}
, !- Vertex 11 Y-coordinate {m}
, !- Vertex 11 Z-coordinate {m}
, !- Vertex 12 X-coordinate {m}
, !- Vertex 12 Y-coordinate {m}
, !- Vertex 12 Z-coordinate {m}
, !- Vertex 13 X-coordinate {m}
, !- Vertex 13 Y-coordinate {m}
, !- Vertex 13 Z-coordinate {m}
, !- Vertex 14 X-coordinate {m}
, !- Vertex 14 Y-coordinate {m}
, !- Vertex 14 Z-coordinate {m}
, !- Vertex 15 X-coordinate {m}
, !- Vertex 15 Y-coordinate {m}
, !- Vertex 15 Z-coordinate {m}
, !- Vertex 16 X-coordinate {m}
, !- Vertex 16 Y-coordinate {m}
, !- Vertex 16 Z-coordinate {m}
, !- Vertex 17 X-coordinate {m}
, !- Vertex 17 Y-coordinate {m}
, !- Vertex 17 Z-coordinate {m}
, !- Vertex 18 X-coordinate {m}
, !- Vertex 18 Y-coordinate {m}
, !- Vertex 18 Z-coordinate {m}
, !- Vertex 19 X-coordinate {m}
, !- Vertex 19 Y-coordinate {m}
, !- Vertex 19 Z-coordinate {m}
, !- Vertex 20 X-coordinate {m}
, !- Vertex 20 Y-coordinate {m}
; !- Vertex 20 Z-coordinate {m}
BuildingSurface:Detailed,
L1S1-Produce_Srf_1, !- Name
Wall, !- Surface Type
Hole, !- Construction Name
L1S1-Produce Thermal Zone, !- Zone Name
Surface, !- Outside Boundary Condition
L1S1-Loading_Srf_1, !- Outside Boundary Condition Object
NoSun, !- Sun Exposure
NoWind, !- Wind Exposure
, !- View Factor to Ground
4, !- Number of Vertices
43.312, !- Vertex 1 X-coordinate {m}
41.575, !- Vertex 1 Y-coordinate {m}
2.819, !- Vertex 1 Z-coordinate {m}
43.312, !- Vertex 2 X-coordinate {m}
41.575, !- Vertex 2 Y-coordinate {m}
2.134, !- Vertex 2 Z-coordinate {m}
44.444, !- Vertex 3 X-coordinate {m}
41.575, !- Vertex 3 Y-coordinate {m}
2.134, !- Vertex 3 Z-coordinate {m}
44.444, !- Vertex 4 X-coordinate {m}
41.575, !- Vertex 4 Y-coordinate {m}
2.819, !- Vertex 4 Z-coordinate {m}
, !- Vertex 5 X-coordinate {m}
, !- Vertex 5 Y-coordinate {m}
, !- Vertex 5 Z-coordinate {m}
, !- Vertex 6 X-coordinate {m}
, !- Vertex 6 Y-coordinate {m}
, !- Vertex 6 Z-coordinate {m}
, !- Vertex 7 X-coordinate {m}
, !- Vertex 7 Y-coordinate {m}
, !- Vertex 7 Z-coordinate {m}
, !- Vertex 8 X-coordinate {m}
, !- Vertex 8 Y-coordinate {m}
, !- Vertex 8 Z-coordinate {m}
, !- Vertex 9 X-coordinate {m}
, !- Vertex 9 Y-coordinate {m}
, !- Vertex 9 Z-coordinate {m}
, !- Vertex 10 X-coordinate {m}
, !- Vertex 10 Y-coordinate {m}
, !- Vertex 10 Z-coordinate {m}
, !- Vertex 11 X-coordinate {m}
, !- Vertex 11 Y-coordinate {m}
, !- Vertex 11 Z-coordinate {m}
, !- Vertex 12 X-coordinate {m}
, !- Vertex 12 Y-coordinate {m}
, !- Vertex 12 Z-coordinate {m}
, !- Vertex 13 X-coordinate {m}
, !- Vertex 13 Y-coordinate {m}
, !- Vertex 13 Z-coordinate {m}
, !- Vertex 14 X-coordinate {m}
, !- Vertex 14 Y-coordinate {m}
, !- Vertex 14 Z-coordinate {m}
, !- Vertex 15 X-coordinate {m}
, !- Vertex 15 Y-coordinate {m}
, !- Vertex 15 Z-coordinate {m}
, !- Vertex 16 X-coordinate {m}
, !- Vertex 16 Y-coordinate {m}
, !- Vertex 16 Z-coordinate {m}
, !- Vertex 17 X-coordinate {m}
, !- Vertex 17 Y-coordinate {m}
, !- Vertex 17 Z-coordinate {m}
, !- Vertex 18 X-coordinate {m}
, !- Vertex 18 Y-coordinate {m}
, !- Vertex 18 Z-coordinate {m}
, !- Vertex 19 X-coordinate {m}
, !- Vertex 19 Y-coordinate {m}
, !- Vertex 19 Z-coordinate {m}
, !- Vertex 20 X-coordinate {m}
, !- Vertex 20 Y-coordinate {m}
; !- Vertex 20 Z-coordinate {m}
BuildingSurface:Detailed,
L1S1-Produce_Srf_10, !- Name
Wall, !- Surface Type
Hole, !- Construction Name
L1S1-Produce Thermal Zone, !- Zone Name
Surface, !- Outside Boundary Condition
L1S1-SalesAisle1_Srf_3, !- Outside Boundary Condition Object
NoSun, !- Sun Exposure
NoWind, !- Wind Exposure
, !- View Factor to Ground
4, !- Number of Vertices
53.005, !- Vertex 1 X-coordinate {m}
42.581, !- Vertex 1 Y-coordinate {m}
2.819, !- Vertex 1 Z-coordinate {m}
53.005, !- Vertex 2 X-coordinate {m}
42.581, !- Vertex 2 Y-coordinate {m}
2.134, !- Vertex 2 Z-coordinate {m}
49.896, !- Vertex 3 X-coordinate {m}
42.581, !- Vertex 3 Y-coordinate {m}
2.134, !- Vertex 3 Z-coordinate {m}
49.896, !- Vertex 4 X-coordinate {m}
42.581, !- Vertex 4 Y-coordinate {m}
2.819, !- Vertex 4 Z-coordinate {m}
, !- Vertex 5 X-coordinate {m}
, !- Vertex 5 Y-coordinate {m}
, !- Vertex 5 Z-coordinate {m}
, !- Vertex 6 X-coordinate {m}
, !- Vertex 6 Y-coordinate {m}
, !- Vertex 6 Z-coordinate {m}
, !- Vertex 7 X-coordinate {m}
, !- Vertex 7 Y-coordinate {m}
, !- Vertex 7 Z-coordinate {m}
, !- Vertex 8 X-coordinate {m}
, !- Vertex 8 Y-coordinate {m}
, !- Vertex 8 Z-coordinate {m}
, !- Vertex 9 X-coordinate {m}
, !- Vertex 9 Y-coordinate {m}
, !- Vertex 9 Z-coordinate {m}
, !- Vertex 10 X-coordinate {m}
, !- Vertex 10 Y-coordinate {m}
, !- Vertex 10 Z-coordinate {m}
, !- Vertex 11 X-coordinate {m}
, !- Vertex 11 Y-coordinate {m}
, !- Vertex 11 Z-coordinate {m}
, !- Vertex 12 X-coordinate {m}
, !- Vertex 12 Y-coordinate {m}
, !- Vertex 12 Z-coordinate {m}
, !- Vertex 13 X-coordinate {m}
, !- Vertex 13 Y-coordinate {m}
, !- Vertex 13 Z-coordinate {m}
, !- Vertex 14 X-coordinate {m}
, !- Vertex 14 Y-coordinate {m}
, !- Vertex 14 Z-coordinate {m}
, !- Vertex 15 X-coordinate {m}
, !- Vertex 15 Y-coordinate {m}
, !- Vertex 15 Z-coordinate {m}
, !- Vertex 16 X-coordinate {m}
, !- Vertex 16 Y-coordinate {m}
, !- Vertex 16 Z-coordinate {m}
, !- Vertex 17 X-coordinate {m}
, !- Vertex 17 Y-coordinate {m}
, !- Vertex 17 Z-coordinate {m}
, !- Vertex 18 X-coordinate {m}
, !- Vertex 18 Y-coordinate {m}
, !- Vertex 18 Z-coordinate {m}
, !- Vertex 19 X-coordinate {m}
, !- Vertex 19 Y-coordinate {m}
, !- Vertex 19 Z-coordinate {m}
, !- Vertex 20 X-coordinate {m}
, !- Vertex 20 Y-coordinate {m}
; !- Vertex 20 Z-coordinate {m}
BuildingSurface:Detailed,
L1S1-Produce_Srf_11, !- Name
Wall, !- Surface Type
Wall_Exterior, !- Construction Name
L1S1-Produce Thermal Zone, !- Zone Name
Outdoors, !- Outside Boundary Condition
, !- Outside Boundary Condition Object
SunExposed, !- Sun Exposure
WindExposed, !- Wind Exposure
, !- View Factor to Ground
4, !- Number of Vertices
44.444, !- Vertex 1 X-coordinate {m}
41.575, !- Vertex 1 Y-coordinate {m}
2.819, !- Vertex 1 Z-coordinate {m}
44.444, !- Vertex 2 X-coordinate {m}
41.575, !- Vertex 2 Y-coordinate {m}
2.134, !- Vertex 2 Z-coordinate {m}
44.444, !- Vertex 3 X-coordinate {m}
27.219, !- Vertex 3 Y-coordinate {m}
2.134, !- Vertex 3 Z-coordinate {m}
44.444, !- Vertex 4 X-coordinate {m}
27.219, !- Vertex 4 Y-coordinate {m}
2.819, !- Vertex 4 Z-coordinate {m}
, !- Vertex 5 X-coordinate {m}
, !- Vertex 5 Y-coordinate {m}
, !- Vertex 5 Z-coordinate {m}
, !- Vertex 6 X-coordinate {m}
, !- Vertex 6 Y-coordinate {m}
, !- Vertex 6 Z-coordinate {m}
, !- Vertex 7 X-coordinate {m}
, !- Vertex 7 Y-coordinate {m}
, !- Vertex 7 Z-coordinate {m}
, !- Vertex 8 X-coordinate {m}
, !- Vertex 8 Y-coordinate {m}
, !- Vertex 8 Z-coordinate {m}
, !- Vertex 9 X-coordinate {m}
, !- Vertex 9 Y-coordinate {m}
, !- Vertex 9 Z-coordinate {m}
, !- Vertex 10 X-coordinate {m}
, !- Vertex 10 Y-coordinate {m}
, !- Vertex 10 Z-coordinate {m}
, !- Vertex 11 X-coordinate {m}
, !- Vertex 11 Y-coordinate {m}
, !- Vertex 11 Z-coordinate {m}
, !- Vertex 12 X-coordinate {m}
, !- Vertex 12 Y-coordinate {m}
, !- Vertex 12 Z-coordinate {m}
, !- Vertex 13 X-coordinate {m}
, !- Vertex 13 Y-coordinate {m}
, !- Vertex 13 Z-coordinate {m}
, !- Vertex 14 X-coordinate {m}
, !- Vertex 14 Y-coordinate {m}
, !- Vertex 14 Z-coordinate {m}
, !- Vertex 15 X-coordinate {m}
, !- Vertex 15 Y-coordinate {m}
, !- Vertex 15 Z-coordinate {m}
, !- Vertex 16 X-coordinate {m}
, !- Vertex 16 Y-coordinate {m}
, !- Vertex 16 Z-coordinate {m}
, !- Vertex 17 X-coordinate {m}
, !- Vertex 17 Y-coordinate {m}
, !- Vertex 17 Z-coordinate {m}
, !- Vertex 18 X-coordinate {m}
, !- Vertex 18 Y-coordinate {m}
, !- Vertex 18 Z-coordinate {m}
, !- Vertex 19 X-coordinate {m}
, !- Vertex 19 Y-coordinate {m}
, !- Vertex 19 Z-coordinate {m}
, !- Vertex 20 X-coordinate {m}
, !- Vertex 20 Y-coordinate {m}
; !- Vertex 20 Z-coordinate {m}
BuildingSurface:Detailed,
L1S1-Produce_Srf_12, !- Name
Floor, !- Surface Type
Hole, !- Construction Name
L1S1-Produce Thermal Zone, !- Zone Name
outdoors, !- Outside Boundary Condition
, !- Outside Boundary Condition Object
SunExposed, !- Sun Exposure
WindExposed, !- Wind Exposure
, !- View Factor to Ground
12, !- Number of Vertices
53.005, !- Vertex 1 X-coordinate {m}
42.581, !- Vertex 1 Y-coordinate {m}
2.134, !- Vertex 1 Z-coordinate {m}
53.005, !- Vertex 2 X-coordinate {m}
28.164, !- Vertex 2 Y-coordinate {m}
2.134, !- Vertex 2 Z-coordinate {m}
52.182, !- Vertex 3 X-coordinate {m}
28.164, !- Vertex 3 Y-coordinate {m}
2.134, !- Vertex 3 Z-coordinate {m}
52.192, !- Vertex 4 X-coordinate {m}
25.878, !- Vertex 4 Y-coordinate {m}
2.134, !- Vertex 4 Z-coordinate {m}
45.966, !- Vertex 5 X-coordinate {m}
25.878, !- Vertex 5 Y-coordinate {m}
2.134, !- Vertex 5 Z-coordinate {m}
45.966, !- Vertex 6 X-coordinate {m}
27.219, !- Vertex 6 Y-coordinate {m}
2.134, !- Vertex 6 Z-coordinate {m}
44.444, !- Vertex 7 X-coordinate {m}
27.219, !- Vertex 7 Y-coordinate {m}
2.134, !- Vertex 7 Z-coordinate {m}
44.444, !- Vertex 8 X-coordinate {m}
41.575, !- Vertex 8 Y-coordinate {m}
2.134, !- Vertex 8 Z-coordinate {m}
43.312, !- Vertex 9 X-coordinate {m}
41.575, !- Vertex 9 Y-coordinate {m}
2.134, !- Vertex 9 Z-coordinate {m}
43.312, !- Vertex 10 X-coordinate {m}
43.769, !- Vertex 10 Y-coordinate {m}
2.134, !- Vertex 10 Z-coordinate {m}
49.896, !- Vertex 11 X-coordinate {m}
43.769, !- Vertex 11 Y-coordinate {m}
2.134, !- Vertex 11 Z-coordinate {m}
49.896, !- Vertex 12 X-coordinate {m}
42.581, !- Vertex 12 Y-coordinate {m}
2.134, !- Vertex 12 Z-coordinate {m}
, !- Vertex 13 X-coordinate {m}
, !- Vertex 13 Y-coordinate {m}
, !- Vertex 13 Z-coordinate {m}
, !- Vertex 14 X-coordinate {m}
, !- Vertex 14 Y-coordinate {m}
, !- Vertex 14 Z-coordinate {m}
, !- Vertex 15 X-coordinate {m}
, !- Vertex 15 Y-coordinate {m}
, !- Vertex 15 Z-coordinate {m}
, !- Vertex 16 X-coordinate {m}
, !- Vertex 16 Y-coordinate {m}
, !- Vertex 16 Z-coordinate {m}
, !- Vertex 17 X-coordinate {m}
, !- Vertex 17 Y-coordinate {m}
, !- Vertex 17 Z-coordinate {m}
, !- Vertex 18 X-coordinate {m}
, !- Vertex 18 Y-coordinate {m}
, !- Vertex 18 Z-coordinate {m}
, !- Vertex 19 X-coordinate {m}
, !- Vertex 19 Y-coordinate {m}
, !- Vertex 19 Z-coordinate {m}
, !- Vertex 20 X-coordinate {m}
, !- Vertex 20 Y-coordinate {m}
; !- Vertex 20 Z-coordinate {m}
BuildingSurface:Detailed,
L1S1-Produce_Srf_13, !- Name
Wall, !- Surface Type
Wall_Exterior, !- Construction Name
L1S1-Produce Thermal Zone, !- Zone Name
Outdoors, !- Outside Boundary Condition
, !- Outside Boundary Condition Object
SunExposed, !- Sun Exposure
WindExposed, !- Wind Exposure
, !- View Factor to Ground
4, !- Number of Vertices
49.896, !- Vertex 1 X-coordinate {m}
43.769, !- Vertex 1 Y-coordinate {m}
2.819, !- Vertex 1 Z-coordinate {m}
49.896, !- Vertex 2 X-coordinate {m}
43.769, !- Vertex 2 Y-coordinate {m}
2.134, !- Vertex 2 Z-coordinate {m}
43.312, !- Vertex 3 X-coordinate {m}
43.769, !- Vertex 3 Y-coordinate {m}
2.134, !- Vertex 3 Z-coordinate {m}
43.312, !- Vertex 4 X-coordinate {m}
43.769, !- Vertex 4 Y-coordinate {m}
2.819, !- Vertex 4 Z-coordinate {m}
, !- Vertex 5 X-coordinate {m}
, !- Vertex 5 Y-coordinate {m}
, !- Vertex 5 Z-coordinate {m}
, !- Vertex 6 X-coordinate {m}
, !- Vertex 6 Y-coordinate {m}
, !- Vertex 6 Z-coordinate {m}
, !- Vertex 7 X-coordinate {m}
, !- Vertex 7 Y-coordinate {m}
, !- Vertex 7 Z-coordinate {m}
, !- Vertex 8 X-coordinate {m}
, !- Vertex 8 Y-coordinate {m}
, !- Vertex 8 Z-coordinate {m}
, !- Vertex 9 X-coordinate {m}
, !- Vertex 9 Y-coordinate {m}
, !- Vertex 9 Z-coordinate {m}
, !- Vertex 10 X-coordinate {m}
, !- Vertex 10 Y-coordinate {m}
, !- Vertex 10 Z-coordinate {m}
, !- Vertex 11 X-coordinate {m}
, !- Vertex 11 Y-coordinate {m}
, !- Vertex 11 Z-coordinate {m}
, !- Vertex 12 X-coordinate {m}
, !- Vertex 12 Y-coordinate {m}
, !- Vertex 12 Z-coordinate {m}
, !- Vertex 13 X-coordinate {m}
, !- Vertex 13 Y-coordinate {m}
, !- Vertex 13 Z-coordinate {m}
, !- Vertex 14 X-coordinate {m}
, !- Vertex 14 Y-coordinate {m}
, !- Vertex 14 Z-coordinate {m}
, !- Vertex 15 X-coordinate {m}
, !- Vertex 15 Y-coordinate {m}
, !- Vertex 15 Z-coordinate {m}
, !- Vertex 16 X-coordinate {m}
, !- Vertex 16 Y-coordinate {m}
, !- Vertex 16 Z-coordinate {m}
, !- Vertex 17 X-coordinate {m}
, !- Vertex 17 Y-coordinate {m}
, !- Vertex 17 Z-coordinate {m}
, !- Vertex 18 X-coordinate {m}
, !- Vertex 18 Y-coordinate {m}
, !- Vertex 18 Z-coordinate {m}
, !- Vertex 19 X-coordinate {m}
, !- Vertex 19 Y-coordinate {m}
, !- Vertex 19 Z-coordinate {m}
, !- Vertex 20 X-coordinate {m}
, !- Vertex 20 Y-coordinate {m}
; !- Vertex 20 Z-coordinate {m}
BuildingSurface:Detailed,
L1S1-Produce_Srf_14, !- Name
Roof, !- Surface Type
Roof_BOH, !- Construction Name
L1S1-Produce Thermal Zone, !- Zone Name
Outdoors, !- Outside Boundary Condition
, !- Outside Boundary Condition Object
SunExposed, !- Sun Exposure
WindExposed, !- Wind Exposure
, !- View Factor to Ground
12, !- Number of Vertices
43.312, !- Vertex 1 X-coordinate {m}
43.769, !- Vertex 1 Y-coordinate {m}
2.819, !- Vertex 1 Z-coordinate {m}
43.312, !- Vertex 2 X-coordinate {m}
41.575, !- Vertex 2 Y-coordinate {m}
2.819, !- Vertex 2 Z-coordinate {m}
44.444, !- Vertex 3 X-coordinate {m}
41.575, !- Vertex 3 Y-coordinate {m}
2.819, !- Vertex 3 Z-coordinate {m}
44.444, !- Vertex 4 X-coordinate {m}
27.219, !- Vertex 4 Y-coordinate {m}
2.819, !- Vertex 4 Z-coordinate {m}
45.966, !- Vertex 5 X-coordinate {m}
27.219, !- Vertex 5 Y-coordinate {m}
2.819, !- Vertex 5 Z-coordinate {m}
45.966, !- Vertex 6 X-coordinate {m}
25.878, !- Vertex 6 Y-coordinate {m}
2.819, !- Vertex 6 Z-coordinate {m}
52.192, !- Vertex 7 X-coordinate {m}
25.878, !- Vertex 7 Y-coordinate {m}
2.819, !- Vertex 7 Z-coordinate {m}
52.182, !- Vertex 8 X-coordinate {m}
28.164, !- Vertex 8 Y-coordinate {m}
2.819, !- Vertex 8 Z-coordinate {m}
53.005, !- Vertex 9 X-coordinate {m}
28.164, !- Vertex 9 Y-coordinate {m}
2.819, !- Vertex 9 Z-coordinate {m}
53.005, !- Vertex 10 X-coordinate {m}
42.581, !- Vertex 10 Y-coordinate {m}
2.819, !- Vertex 10 Z-coordinate {m}
49.896, !- Vertex 11 X-coordinate {m}
42.581, !- Vertex 11 Y-coordinate {m}
2.819, !- Vertex 11 Z-coordinate {m}
49.896, !- Vertex 12 X-coordinate {m}
43.769, !- Vertex 12 Y-coordinate {m}
2.819, !- Vertex 12 Z-coordinate {m}
, !- Vertex 13 X-coordinate {m}
, !- Vertex 13 Y-coordinate {m}
, !- Vertex 13 Z-coordinate {m}
, !- Vertex 14 X-coordinate {m}
, !- Vertex 14 Y-coordinate {m}
, !- Vertex 14 Z-coordinate {m}
, !- Vertex 15 X-coordinate {m}
, !- Vertex 15 Y-coordinate {m}
, !- Vertex 15 Z-coordinate {m}
, !- Vertex 16 X-coordinate {m}
, !- Vertex 16 Y-coordinate {m}
, !- Vertex 16 Z-coordinate {m}
, !- Vertex 17 X-coordinate {m}
, !- Vertex 17 Y-coordinate {m}
, !- Vertex 17 Z-coordinate {m}
, !- Vertex 18 X-coordinate {m}
, !- Vertex 18 Y-coordinate {m}
, !- Vertex 18 Z-coordinate {m}
, !- Vertex 19 X-coordinate {m}
, !- Vertex 19 Y-coordinate {m}
, !- Vertex 19 Z-coordinate {m}
, !- Vertex 20 X-coordinate {m}
, !- Vertex 20 Y-coordinate {m}
; !- Vertex 20 Z-coordinate {m}
BuildingSurface:Detailed,
L1S1-Produce_Srf_2, !- Name
Wall, !- Surface Type
Hole, !- Construction Name
L1S1-Produce Thermal Zone, !- Zone Name
Surface, !- Outside Boundary Condition
L1S1-SalesAisle1_Srf_0, !- Outside Boundary Condition Object
NoSun, !- Sun Exposure
NoWind, !- Wind Exposure
, !- View Factor to Ground
4, !- Number of Vertices
49.896, !- Vertex 1 X-coordinate {m}
42.581, !- Vertex 1 Y-coordinate {m}
2.819, !- Vertex 1 Z-coordinate {m}
49.896, !- Vertex 2 X-coordinate {m}
42.581, !- Vertex 2 Y-coordinate {m}
2.134, !- Vertex 2 Z-coordinate {m}
49.896, !- Vertex 3 X-coordinate {m}
43.769, !- Vertex 3 Y-coordinate {m}
2.134, !- Vertex 3 Z-coordinate {m}
49.896, !- Vertex 4 X-coordinate {m}
43.769, !- Vertex 4 Y-coordinate {m}
2.819, !- Vertex 4 Z-coordinate {m}
, !- Vertex 5 X-coordinate {m}
, !- Vertex 5 Y-coordinate {m}
, !- Vertex 5 Z-coordinate {m}
, !- Vertex 6 X-coordinate {m}
, !- Vertex 6 Y-coordinate {m}
, !- Vertex 6 Z-coordinate {m}
, !- Vertex 7 X-coordinate {m}
, !- Vertex 7 Y-coordinate {m}
, !- Vertex 7 Z-coordinate {m}
, !- Vertex 8 X-coordinate {m}
, !- Vertex 8 Y-coordinate {m}
, !- Vertex 8 Z-coordinate {m}
, !- Vertex 9 X-coordinate {m}
, !- Vertex 9 Y-coordinate {m}
, !- Vertex 9 Z-coordinate {m}
, !- Vertex 10 X-coordinate {m}
, !- Vertex 10 Y-coordinate {m}
, !- Vertex 10 Z-coordinate {m}
, !- Vertex 11 X-coordinate {m}
, !- Vertex 11 Y-coordinate {m}
, !- Vertex 11 Z-coordinate {m}
, !- Vertex 12 X-coordinate {m}
, !- Vertex 12 Y-coordinate {m}
, !- Vertex 12 Z-coordinate {m}
, !- Vertex 13 X-coordinate {m}
, !- Vertex 13 Y-coordinate {m}
, !- Vertex 13 Z-coordinate {m}
, !- Vertex 14 X-coordinate {m}
, !- Vertex 14 Y-coordinate {m}
, !- Vertex 14 Z-coordinate {m}
, !- Vertex 15 X-coordinate {m}
, !- Vertex 15 Y-coordinate {m}
, !- Vertex 15 Z-coordinate {m}
, !- Vertex 16 X-coordinate {m}
, !- Vertex 16 Y-coordinate {m}
, !- Vertex 16 Z-coordinate {m}
, !- Vertex 17 X-coordinate {m}
, !- Vertex 17 Y-coordinate {m}
, !- Vertex 17 Z-coordinate {m}
, !- Vertex 18 X-coordinate {m}
, !- Vertex 18 Y-coordinate {m}
, !- Vertex 18 Z-coordinate {m}
, !- Vertex 19 X-coordinate {m}
, !- Vertex 19 Y-coordinate {m}
, !- Vertex 19 Z-coordinate {m}
, !- Vertex 20 X-coordinate {m}
, !- Vertex 20 Y-coordinate {m}
; !- Vertex 20 Z-coordinate {m}
BuildingSurface:Detailed,
L1S1-Produce_Srf_3, !- Name
Wall, !- Surface Type
Hole, !- Construction Name
L1S1-Produce Thermal Zone, !- Zone Name
Surface, !- Outside Boundary Condition
L1S1-Shaft_Srf_2, !- Outside Boundary Condition Object
NoSun, !- Sun Exposure
NoWind, !- Wind Exposure
, !- View Factor to Ground
4, !- Number of Vertices
44.444, !- Vertex 1 X-coordinate {m}
27.219, !- Vertex 1 Y-coordinate {m}
2.819, !- Vertex 1 Z-coordinate {m}
44.444, !- Vertex 2 X-coordinate {m}
27.219, !- Vertex 2 Y-coordinate {m}
2.134, !- Vertex 2 Z-coordinate {m}
45.966, !- Vertex 3 X-coordinate {m}
27.219, !- Vertex 3 Y-coordinate {m}
2.134, !- Vertex 3 Z-coordinate {m}
45.966, !- Vertex 4 X-coordinate {m}
27.219, !- Vertex 4 Y-coordinate {m}
2.819, !- Vertex 4 Z-coordinate {m}
, !- Vertex 5 X-coordinate {m}
, !- Vertex 5 Y-coordinate {m}
, !- Vertex 5 Z-coordinate {m}
, !- Vertex 6 X-coordinate {m}
, !- Vertex 6 Y-coordinate {m}
, !- Vertex 6 Z-coordinate {m}
, !- Vertex 7 X-coordinate {m}
, !- Vertex 7 Y-coordinate {m}
, !- Vertex 7 Z-coordinate {m}
, !- Vertex 8 X-coordinate {m}
, !- Vertex 8 Y-coordinate {m}
, !- Vertex 8 Z-coordinate {m}
, !- Vertex 9 X-coordinate {m}
, !- Vertex 9 Y-coordinate {m}
, !- Vertex 9 Z-coordinate {m}
, !- Vertex 10 X-coordinate {m}
, !- Vertex 10 Y-coordinate {m}
, !- Vertex 10 Z-coordinate {m}
, !- Vertex 11 X-coordinate {m}
, !- Vertex 11 Y-coordinate {m}
, !- Vertex 11 Z-coordinate {m}
, !- Vertex 12 X-coordinate {m}
, !- Vertex 12 Y-coordinate {m}
, !- Vertex 12 Z-coordinate {m}
, !- Vertex 13 X-coordinate {m}
, !- Vertex 13 Y-coordinate {m}
, !- Vertex 13 Z-coordinate {m}
, !- Vertex 14 X-coordinate {m}
, !- Vertex 14 Y-coordinate {m}
, !- Vertex 14 Z-coordinate {m}
, !- Vertex 15 X-coordinate {m}
, !- Vertex 15 Y-coordinate {m}
, !- Vertex 15 Z-coordinate {m}
, !- Vertex 16 X-coordinate {m}
, !- Vertex 16 Y-coordinate {m}
, !- Vertex 16 Z-coordinate {m}
, !- Vertex 17 X-coordinate {m}
, !- Vertex 17 Y-coordinate {m}
, !- Vertex 17 Z-coordinate {m}
, !- Vertex 18 X-coordinate {m}
, !- Vertex 18 Y-coordinate {m}
, !- Vertex 18 Z-coordinate {m}
, !- Vertex 19 X-coordinate {m}
, !- Vertex 19 Y-coordinate {m}
, !- Vertex 19 Z-coordinate {m}
, !- Vertex 20 X-coordinate {m}
, !- Vertex 20 Y-coordinate {m}
; !- Vertex 20 Z-coordinate {m}
BuildingSurface:Detailed,
L1S1-Produce_Srf_4, !- Name
Wall, !- Surface Type
Hole, !- Construction Name
L1S1-Produce Thermal Zone, !- Zone Name
Surface, !- Outside Boundary Condition
L1S1-Checkout_Srf_1, !- Outside Boundary Condition Object
NoSun, !- Sun Exposure
NoWind, !- Wind Exposure
, !- View Factor to Ground
4, !- Number of Vertices
52.182, !- Vertex 1 X-coordinate {m}
28.164, !- Vertex 1 Y-coordinate {m}
2.819, !- Vertex 1 Z-coordinate {m}
52.182, !- Vertex 2 X-coordinate {m}
28.164, !- Vertex 2 Y-coordinate {m}
2.134, !- Vertex 2 Z-coordinate {m}
53.005, !- Vertex 3 X-coordinate {m}
28.164, !- Vertex 3 Y-coordinate {m}
2.134, !- Vertex 3 Z-coordinate {m}
53.005, !- Vertex 4 X-coordinate {m}
28.164, !- Vertex 4 Y-coordinate {m}
2.819, !- Vertex 4 Z-coordinate {m}
, !- Vertex 5 X-coordinate {m}
, !- Vertex 5 Y-coordinate {m}
, !- Vertex 5 Z-coordinate {m}
, !- Vertex 6 X-coordinate {m}
, !- Vertex 6 Y-coordinate {m}
, !- Vertex 6 Z-coordinate {m}
, !- Vertex 7 X-coordinate {m}
, !- Vertex 7 Y-coordinate {m}
, !- Vertex 7 Z-coordinate {m}
, !- Vertex 8 X-coordinate {m}
, !- Vertex 8 Y-coordinate {m}
, !- Vertex 8 Z-coordinate {m}
, !- Vertex 9 X-coordinate {m}
, !- Vertex 9 Y-coordinate {m}
, !- Vertex 9 Z-coordinate {m}
, !- Vertex 10 X-coordinate {m}
, !- Vertex 10 Y-coordinate {m}
, !- Vertex 10 Z-coordinate {m}
, !- Vertex 11 X-coordinate {m}
, !- Vertex 11 Y-coordinate {m}
, !- Vertex 11 Z-coordinate {m}
, !- Vertex 12 X-coordinate {m}
, !- Vertex 12 Y-coordinate {m}
, !- Vertex 12 Z-coordinate {m}
, !- Vertex 13 X-coordinate {m}
, !- Vertex 13 Y-coordinate {m}
, !- Vertex 13 Z-coordinate {m}
, !- Vertex 14 X-coordinate {m}
, !- Vertex 14 Y-coordinate {m}
, !- Vertex 14 Z-coordinate {m}
, !- Vertex 15 X-coordinate {m}
, !- Vertex 15 Y-coordinate {m}
, !- Vertex 15 Z-coordinate {m}
, !- Vertex 16 X-coordinate {m}
, !- Vertex 16 Y-coordinate {m}
, !- Vertex 16 Z-coordinate {m}
, !- Vertex 17 X-coordinate {m}
, !- Vertex 17 Y-coordinate {m}
, !- Vertex 17 Z-coordinate {m}
, !- Vertex 18 X-coordinate {m}
, !- Vertex 18 Y-coordinate {m}
, !- Vertex 18 Z-coordinate {m}
, !- Vertex 19 X-coordinate {m}
, !- Vertex 19 Y-coordinate {m}
, !- Vertex 19 Z-coordinate {m}
, !- Vertex 20 X-coordinate {m}
, !- Vertex 20 Y-coordinate {m}
; !- Vertex 20 Z-coordinate {m}
BuildingSurface:Detailed,
L1S1-Produce_Srf_5, !- Name
Wall, !- Surface Type
Hole, !- Construction Name
L1S1-Produce Thermal Zone, !- Zone Name
Surface, !- Outside Boundary Condition
L1S1-Checkout_Srf_2, !- Outside Boundary Condition Object
NoSun, !- Sun Exposure
NoWind, !- Wind Exposure
, !- View Factor to Ground
4, !- Number of Vertices
52.182, !- Vertex 1 X-coordinate {m}
26.949, !- Vertex 1 Y-coordinate {m}
2.819, !- Vertex 1 Z-coordinate {m}
52.182, !- Vertex 2 X-coordinate {m}
26.949, !- Vertex 2 Y-coordinate {m}
2.134, !- Vertex 2 Z-coordinate {m}
52.182, !- Vertex 3 X-coordinate {m}
28.164, !- Vertex 3 Y-coordinate {m}
2.134, !- Vertex 3 Z-coordinate {m}
52.182, !- Vertex 4 X-coordinate {m}
28.164, !- Vertex 4 Y-coordinate {m}
2.819, !- Vertex 4 Z-coordinate {m}
, !- Vertex 5 X-coordinate {m}
, !- Vertex 5 Y-coordinate {m}
, !- Vertex 5 Z-coordinate {m}
, !- Vertex 6 X-coordinate {m}
, !- Vertex 6 Y-coordinate {m}
, !- Vertex 6 Z-coordinate {m}
, !- Vertex 7 X-coordinate {m}
, !- Vertex 7 Y-coordinate {m}
, !- Vertex 7 Z-coordinate {m}
, !- Vertex 8 X-coordinate {m}
, !- Vertex 8 Y-coordinate {m}
, !- Vertex 8 Z-coordinate {m}
, !- Vertex 9 X-coordinate {m}
, !- Vertex 9 Y-coordinate {m}
, !- Vertex 9 Z-coordinate {m}
, !- Vertex 10 X-coordinate {m}
, !- Vertex 10 Y-coordinate {m}
, !- Vertex 10 Z-coordinate {m}
, !- Vertex 11 X-coordinate {m}
, !- Vertex 11 Y-coordinate {m}
, !- Vertex 11 Z-coordinate {m}
, !- Vertex 12 X-coordinate {m}
, !- Vertex 12 Y-coordinate {m}
, !- Vertex 12 Z-coordinate {m}
, !- Vertex 13 X-coordinate {m}
, !- Vertex 13 Y-coordinate {m}
, !- Vertex 13 Z-coordinate {m}
, !- Vertex 14 X-coordinate {m}
, !- Vertex 14 Y-coordinate {m}
, !- Vertex 14 Z-coordinate {m}
, !- Vertex 15 X-coordinate {m}
, !- Vertex 15 Y-coordinate {m}
, !- Vertex 15 Z-coordinate {m}
, !- Vertex 16 X-coordinate {m}
, !- Vertex 16 Y-coordinate {m}
, !- Vertex 16 Z-coordinate {m}
, !- Vertex 17 X-coordinate {m}
, !- Vertex 17 Y-coordinate {m}
, !- Vertex 17 Z-coordinate {m}
, !- Vertex 18 X-coordinate {m}
, !- Vertex 18 Y-coordinate {m}
, !- Vertex 18 Z-coordinate {m}
, !- Vertex 19 X-coordinate {m}
, !- Vertex 19 Y-coordinate {m}
, !- Vertex 19 Z-coordinate {m}
, !- Vertex 20 X-coordinate {m}
, !- Vertex 20 Y-coordinate {m}
; !- Vertex 20 Z-coordinate {m}
BuildingSurface:Detailed,
L1S1-Produce_Srf_6, !- Name
Wall, !- Surface Type
Hole, !- Construction Name
L1S1-Produce Thermal Zone, !- Zone Name
Surface, !- Outside Boundary Condition
L1S1-Shaft_Srf_1, !- Outside Boundary Condition Object
NoSun, !- Sun Exposure
NoWind, !- Wind Exposure
, !- View Factor to Ground
4, !- Number of Vertices
45.966, !- Vertex 1 X-coordinate {m}
27.219, !- Vertex 1 Y-coordinate {m}
2.819, !- Vertex 1 Z-coordinate {m}
45.966, !- Vertex 2 X-coordinate {m}
27.219, !- Vertex 2 Y-coordinate {m}
2.134, !- Vertex 2 Z-coordinate {m}
45.966, !- Vertex 3 X-coordinate {m}
25.878, !- Vertex 3 Y-coordinate {m}
2.134, !- Vertex 3 Z-coordinate {m}
45.966, !- Vertex 4 X-coordinate {m}
25.878, !- Vertex 4 Y-coordinate {m}
2.819, !- Vertex 4 Z-coordinate {m}
, !- Vertex 5 X-coordinate {m}
, !- Vertex 5 Y-coordinate {m}
, !- Vertex 5 Z-coordinate {m}
, !- Vertex 6 X-coordinate {m}
, !- Vertex 6 Y-coordinate {m}
, !- Vertex 6 Z-coordinate {m}
, !- Vertex 7 X-coordinate {m}
, !- Vertex 7 Y-coordinate {m}
, !- Vertex 7 Z-coordinate {m}
, !- Vertex 8 X-coordinate {m}
, !- Vertex 8 Y-coordinate {m}
, !- Vertex 8 Z-coordinate {m}
, !- Vertex 9 X-coordinate {m}
, !- Vertex 9 Y-coordinate {m}
, !- Vertex 9 Z-coordinate {m}
, !- Vertex 10 X-coordinate {m}
, !- Vertex 10 Y-coordinate {m}
, !- Vertex 10 Z-coordinate {m}
, !- Vertex 11 X-coordinate {m}
, !- Vertex 11 Y-coordinate {m}
, !- Vertex 11 Z-coordinate {m}
, !- Vertex 12 X-coordinate {m}
, !- Vertex 12 Y-coordinate {m}
, !- Vertex 12 Z-coordinate {m}
, !- Vertex 13 X-coordinate {m}
, !- Vertex 13 Y-coordinate {m}
, !- Vertex 13 Z-coordinate {m}
, !- Vertex 14 X-coordinate {m}
, !- Vertex 14 Y-coordinate {m}
, !- Vertex 14 Z-coordinate {m}
, !- Vertex 15 X-coordinate {m}
, !- Vertex 15 Y-coordinate {m}
, !- Vertex 15 Z-coordinate {m}
, !- Vertex 16 X-coordinate {m}
, !- Vertex 16 Y-coordinate {m}
, !- Vertex 16 Z-coordinate {m}
, !- Vertex 17 X-coordinate {m}
, !- Vertex 17 Y-coordinate {m}
, !- Vertex 17 Z-coordinate {m}
, !- Vertex 18 X-coordinate {m}
, !- Vertex 18 Y-coordinate {m}
, !- Vertex 18 Z-coordinate {m}
, !- Vertex 19 X-coordinate {m}
, !- Vertex 19 Y-coordinate {m}
, !- Vertex 19 Z-coordinate {m}
, !- Vertex 20 X-coordinate {m}
, !- Vertex 20 Y-coordinate {m}
; !- Vertex 20 Z-coordinate {m}
BuildingSurface:Detailed,
L1S1-Produce_Srf_7, !- Name
Wall, !- Surface Type
Wall_Exterior, !- Construction Name
L1S1-Produce Thermal Zone, !- Zone Name
Outdoors, !- Outside Boundary Condition
, !- Outside Boundary Condition Object
SunExposed, !- Sun Exposure
WindExposed, !- Wind Exposure
, !- View Factor to Ground
4, !- Number of Vertices
45.966, !- Vertex 1 X-coordinate {m}
25.878, !- Vertex 1 Y-coordinate {m}
2.819, !- Vertex 1 Z-coordinate {m}
45.966, !- Vertex 2 X-coordinate {m}
25.878, !- Vertex 2 Y-coordinate {m}
2.134, !- Vertex 2 Z-coordinate {m}
52.192, !- Vertex 3 X-coordinate {m}
25.878, !- Vertex 3 Y-coordinate {m}
2.134, !- Vertex 3 Z-coordinate {m}
52.192, !- Vertex 4 X-coordinate {m}
25.878, !- Vertex 4 Y-coordinate {m}
2.819, !- Vertex 4 Z-coordinate {m}
, !- Vertex 5 X-coordinate {m}
, !- Vertex 5 Y-coordinate {m}
, !- Vertex 5 Z-coordinate {m}
, !- Vertex 6 X-coordinate {m}
, !- Vertex 6 Y-coordinate {m}
, !- Vertex 6 Z-coordinate {m}
, !- Vertex 7 X-coordinate {m}
, !- Vertex 7 Y-coordinate {m}
, !- Vertex 7 Z-coordinate {m}
, !- Vertex 8 X-coordinate {m}
, !- Vertex 8 Y-coordinate {m}
, !- Vertex 8 Z-coordinate {m}
, !- Vertex 9 X-coordinate {m}
, !- Vertex 9 Y-coordinate {m}
, !- Vertex 9 Z-coordinate {m}
, !- Vertex 10 X-coordinate {m}
, !- Vertex 10 Y-coordinate {m}
, !- Vertex 10 Z-coordinate {m}
, !- Vertex 11 X-coordinate {m}
, !- Vertex 11 Y-coordinate {m}
, !- Vertex 11 Z-coordinate {m}
, !- Vertex 12 X-coordinate {m}
, !- Vertex 12 Y-coordinate {m}
, !- Vertex 12 Z-coordinate {m}
, !- Vertex 13 X-coordinate {m}
, !- Vertex 13 Y-coordinate {m}
, !- Vertex 13 Z-coordinate {m}
, !- Vertex 14 X-coordinate {m}
, !- Vertex 14 Y-coordinate {m}
, !- Vertex 14 Z-coordinate {m}
, !- Vertex 15 X-coordinate {m}
, !- Vertex 15 Y-coordinate {m}
, !- Vertex 15 Z-coordinate {m}
, !- Vertex 16 X-coordinate {m}
, !- Vertex 16 Y-coordinate {m}
, !- Vertex 16 Z-coordinate {m}
, !- Vertex 17 X-coordinate {m}
, !- Vertex 17 Y-coordinate {m}
, !- Vertex 17 Z-coordinate {m}
, !- Vertex 18 X-coordinate {m}
, !- Vertex 18 Y-coordinate {m}
, !- Vertex 18 Z-coordinate {m}
, !- Vertex 19 X-coordinate {m}
, !- Vertex 19 Y-coordinate {m}
, !- Vertex 19 Z-coordinate {m}
, !- Vertex 20 X-coordinate {m}
, !- Vertex 20 Y-coordinate {m}
; !- Vertex 20 Z-coordinate {m}
BuildingSurface:Detailed,
L1S1-Produce_Srf_8, !- Name
Wall, !- Surface Type
Hole, !- Construction Name
L1S1-Produce Thermal Zone, !- Zone Name
Surface, !- Outside Boundary Condition
L1S1-Checkout_Srf_3, !- Outside Boundary Condition Object
NoSun, !- Sun Exposure
NoWind, !- Wind Exposure
, !- View Factor to Ground
4, !- Number of Vertices
52.192, !- Vertex 1 X-coordinate {m}
25.878, !- Vertex 1 Y-coordinate {m}
2.819, !- Vertex 1 Z-coordinate {m}
52.192, !- Vertex 2 X-coordinate {m}
25.878, !- Vertex 2 Y-coordinate {m}
2.134, !- Vertex 2 Z-coordinate {m}
52.182, !- Vertex 3 X-coordinate {m}
26.949, !- Vertex 3 Y-coordinate {m}
2.134, !- Vertex 3 Z-coordinate {m}
52.182, !- Vertex 4 X-coordinate {m}
26.949, !- Vertex 4 Y-coordinate {m}
2.819, !- Vertex 4 Z-coordinate {m}
, !- Vertex 5 X-coordinate {m}
, !- Vertex 5 Y-coordinate {m}
, !- Vertex 5 Z-coordinate {m}
, !- Vertex 6 X-coordinate {m}
, !- Vertex 6 Y-coordinate {m}
, !- Vertex 6 Z-coordinate {m}
, !- Vertex 7 X-coordinate {m}
, !- Vertex 7 Y-coordinate {m}
, !- Vertex 7 Z-coordinate {m}
, !- Vertex 8 X-coordinate {m}
, !- Vertex 8 Y-coordinate {m}
, !- Vertex 8 Z-coordinate {m}
, !- Vertex 9 X-coordinate {m}
, !- Vertex 9 Y-coordinate {m}
, !- Vertex 9 Z-coordinate {m}
, !- Vertex 10 X-coordinate {m}
, !- Vertex 10 Y-coordinate {m}
, !- Vertex 10 Z-coordinate {m}
, !- Vertex 11 X-coordinate {m}
, !- Vertex 11 Y-coordinate {m}
, !- Vertex 11 Z-coordinate {m}
, !- Vertex 12 X-coordinate {m}
, !- Vertex 12 Y-coordinate {m}
, !- Vertex 12 Z-coordinate {m}
, !- Vertex 13 X-coordinate {m}
, !- Vertex 13 Y-coordinate {m}
, !- Vertex 13 Z-coordinate {m}
, !- Vertex 14 X-coordinate {m}
, !- Vertex 14 Y-coordinate {m}
, !- Vertex 14 Z-coordinate {m}
, !- Vertex 15 X-coordinate {m}
, !- Vertex 15 Y-coordinate {m}
, !- Vertex 15 Z-coordinate {m}
, !- Vertex 16 X-coordinate {m}
, !- Vertex 16 Y-coordinate {m}
, !- Vertex 16 Z-coordinate {m}
, !- Vertex 17 X-coordinate {m}
, !- Vertex 17 Y-coordinate {m}
, !- Vertex 17 Z-coordinate {m}
, !- Vertex 18 X-coordinate {m}
, !- Vertex 18 Y-coordinate {m}
, !- Vertex 18 Z-coordinate {m}
, !- Vertex 19 X-coordinate {m}
, !- Vertex 19 Y-coordinate {m}
, !- Vertex 19 Z-coordinate {m}
, !- Vertex 20 X-coordinate {m}
, !- Vertex 20 Y-coordinate {m}
; !- Vertex 20 Z-coordinate {m}
BuildingSurface:Detailed,
L1S1-Produce_Srf_9, !- Name
Wall, !- Surface Type
Wall_Exterior, !- Construction Name
L1S1-Produce Thermal Zone, !- Zone Name
Outdoors, !- Outside Boundary Condition
, !- Outside Boundary Condition Object
SunExposed, !- Sun Exposure
WindExposed, !- Wind Exposure
, !- View Factor to Ground
4, !- Number of Vertices
53.005, !- Vertex 1 X-coordinate {m}
28.164, !- Vertex 1 Y-coordinate {m}
2.819, !- Vertex 1 Z-coordinate {m}
53.005, !- Vertex 2 X-coordinate {m}
28.164, !- Vertex 2 Y-coordinate {m}
2.134, !- Vertex 2 Z-coordinate {m}
53.005, !- Vertex 3 X-coordinate {m}
42.581, !- Vertex 3 Y-coordinate {m}
2.134, !- Vertex 3 Z-coordinate {m}
53.005, !- Vertex 4 X-coordinate {m}
42.581, !- Vertex 4 Y-coordinate {m}
2.819, !- Vertex 4 Z-coordinate {m}
, !- Vertex 5 X-coordinate {m}
, !- Vertex 5 Y-coordinate {m}
, !- Vertex 5 Z-coordinate {m}
, !- Vertex 6 X-coordinate {m}
, !- Vertex 6 Y-coordinate {m}
, !- Vertex 6 Z-coordinate {m}
, !- Vertex 7 X-coordinate {m}
, !- Vertex 7 Y-coordinate {m}
, !- Vertex 7 Z-coordinate {m}
, !- Vertex 8 X-coordinate {m}
, !- Vertex 8 Y-coordinate {m}
, !- Vertex 8 Z-coordinate {m}
, !- Vertex 9 X-coordinate {m}
, !- Vertex 9 Y-coordinate {m}
, !- Vertex 9 Z-coordinate {m}
, !- Vertex 10 X-coordinate {m}
, !- Vertex 10 Y-coordinate {m}
, !- Vertex 10 Z-coordinate {m}
, !- Vertex 11 X-coordinate {m}
, !- Vertex 11 Y-coordinate {m}
, !- Vertex 11 Z-coordinate {m}
, !- Vertex 12 X-coordinate {m}
, !- Vertex 12 Y-coordinate {m}
, !- Vertex 12 Z-coordinate {m}
, !- Vertex 13 X-coordinate {m}
, !- Vertex 13 Y-coordinate {m}
, !- Vertex 13 Z-coordinate {m}
, !- Vertex 14 X-coordinate {m}
, !- Vertex 14 Y-coordinate {m}
, !- Vertex 14 Z-coordinate {m}
, !- Vertex 15 X-coordinate {m}
, !- Vertex 15 Y-coordinate {m}
, !- Vertex 15 Z-coordinate {m}
, !- Vertex 16 X-coordinate {m}
, !- Vertex 16 Y-coordinate {m}
, !- Vertex 16 Z-coordinate {m}
, !- Vertex 17 X-coordinate {m}
, !- Vertex 17 Y-coordinate {m}
, !- Vertex 17 Z-coordinate {m}
, !- Vertex 18 X-coordinate {m}
, !- Vertex 18 Y-coordinate {m}
, !- Vertex 18 Z-coordinate {m}
, !- Vertex 19 X-coordinate {m}
, !- Vertex 19 Y-coordinate {m}
, !- Vertex 19 Z-coordinate {m}
, !- Vertex 20 X-coordinate {m}
, !- Vertex 20 Y-coordinate {m}
; !- Vertex 20 Z-coordinate {m}
BuildingSurface:Detailed,
L1S1-SalesAisle1_Srf_0, !- Name
Wall, !- Surface Type
Hole, !- Construction Name
L1S1-SalesAisle1 Thermal Zone, !- Zone Name
Surface, !- Outside Boundary Condition
L1S1-Produce_Srf_2, !- Outside Boundary Condition Object
NoSun, !- Sun Exposure
NoWind, !- Wind Exposure
, !- View Factor to Ground
4, !- Number of Vertices
49.896, !- Vertex 1 X-coordinate {m}
43.769, !- Vertex 1 Y-coordinate {m}
2.819, !- Vertex 1 Z-coordinate {m}
49.896, !- Vertex 2 X-coordinate {m}
43.769, !- Vertex 2 Y-coordinate {m}
2.134, !- Vertex 2 Z-coordinate {m}
49.896, !- Vertex 3 X-coordinate {m}
42.581, !- Vertex 3 Y-coordinate {m}
2.134, !- Vertex 3 Z-coordinate {m}
49.896, !- Vertex 4 X-coordinate {m}
42.581, !- Vertex 4 Y-coordinate {m}
2.819, !- Vertex 4 Z-coordinate {m}
, !- Vertex 5 X-coordinate {m}
, !- Vertex 5 Y-coordinate {m}
, !- Vertex 5 Z-coordinate {m}
, !- Vertex 6 X-coordinate {m}
, !- Vertex 6 Y-coordinate {m}
, !- Vertex 6 Z-coordinate {m}
, !- Vertex 7 X-coordinate {m}
, !- Vertex 7 Y-coordinate {m}
, !- Vertex 7 Z-coordinate {m}
, !- Vertex 8 X-coordinate {m}
, !- Vertex 8 Y-coordinate {m}
, !- Vertex 8 Z-coordinate {m}
, !- Vertex 9 X-coordinate {m}
, !- Vertex 9 Y-coordinate {m}
, !- Vertex 9 Z-coordinate {m}
, !- Vertex 10 X-coordinate {m}
, !- Vertex 10 Y-coordinate {m}
, !- Vertex 10 Z-coordinate {m}
, !- Vertex 11 X-coordinate {m}
, !- Vertex 11 Y-coordinate {m}
, !- Vertex 11 Z-coordinate {m}
, !- Vertex 12 X-coordinate {m}
, !- Vertex 12 Y-coordinate {m}
, !- Vertex 12 Z-coordinate {m}
, !- Vertex 13 X-coordinate {m}
, !- Vertex 13 Y-coordinate {m}
, !- Vertex 13 Z-coordinate {m}
, !- Vertex 14 X-coordinate {m}
, !- Vertex 14 Y-coordinate {m}
, !- Vertex 14 Z-coordinate {m}
, !- Vertex 15 X-coordinate {m}
, !- Vertex 15 Y-coordinate {m}
, !- Vertex 15 Z-coordinate {m}
, !- Vertex 16 X-coordinate {m}
, !- Vertex 16 Y-coordinate {m}
, !- Vertex 16 Z-coordinate {m}
, !- Vertex 17 X-coordinate {m}
, !- Vertex 17 Y-coordinate {m}
, !- Vertex 17 Z-coordinate {m}
, !- Vertex 18 X-coordinate {m}
, !- Vertex 18 Y-coordinate {m}
, !- Vertex 18 Z-coordinate {m}
, !- Vertex 19 X-coordinate {m}
, !- Vertex 19 Y-coordinate {m}
, !- Vertex 19 Z-coordinate {m}
, !- Vertex 20 X-coordinate {m}
, !- Vertex 20 Y-coordinate {m}
; !- Vertex 20 Z-coordinate {m}
BuildingSurface:Detailed,
L1S1-SalesAisle1_Srf_1, !- Name
Wall, !- Surface Type
Wall_Exterior, !- Construction Name
L1S1-SalesAisle1 Thermal Zone, !- Zone Name
Outdoors, !- Outside Boundary Condition
, !- Outside Boundary Condition Object
SunExposed, !- Sun Exposure
WindExposed, !- Wind Exposure
, !- View Factor to Ground
4, !- Number of Vertices
45.872, !- Vertex 1 X-coordinate {m}
53.584, !- Vertex 1 Y-coordinate {m}
2.819, !- Vertex 1 Z-coordinate {m}
45.872, !- Vertex 2 X-coordinate {m}
53.584, !- Vertex 2 Y-coordinate {m}
2.134, !- Vertex 2 Z-coordinate {m}
45.872, !- Vertex 3 X-coordinate {m}
43.769, !- Vertex 3 Y-coordinate {m}
2.134, !- Vertex 3 Z-coordinate {m}
45.872, !- Vertex 4 X-coordinate {m}
43.769, !- Vertex 4 Y-coordinate {m}
2.819, !- Vertex 4 Z-coordinate {m}
, !- Vertex 5 X-coordinate {m}
, !- Vertex 5 Y-coordinate {m}
, !- Vertex 5 Z-coordinate {m}
, !- Vertex 6 X-coordinate {m}
, !- Vertex 6 Y-coordinate {m}
, !- Vertex 6 Z-coordinate {m}
, !- Vertex 7 X-coordinate {m}
, !- Vertex 7 Y-coordinate {m}
, !- Vertex 7 Z-coordinate {m}
, !- Vertex 8 X-coordinate {m}
, !- Vertex 8 Y-coordinate {m}
, !- Vertex 8 Z-coordinate {m}
, !- Vertex 9 X-coordinate {m}
, !- Vertex 9 Y-coordinate {m}
, !- Vertex 9 Z-coordinate {m}
, !- Vertex 10 X-coordinate {m}
, !- Vertex 10 Y-coordinate {m}
, !- Vertex 10 Z-coordinate {m}
, !- Vertex 11 X-coordinate {m}
, !- Vertex 11 Y-coordinate {m}
, !- Vertex 11 Z-coordinate {m}
, !- Vertex 12 X-coordinate {m}
, !- Vertex 12 Y-coordinate {m}
, !- Vertex 12 Z-coordinate {m}
, !- Vertex 13 X-coordinate {m}
, !- Vertex 13 Y-coordinate {m}
, !- Vertex 13 Z-coordinate {m}
, !- Vertex 14 X-coordinate {m}
, !- Vertex 14 Y-coordinate {m}
, !- Vertex 14 Z-coordinate {m}
, !- Vertex 15 X-coordinate {m}
, !- Vertex 15 Y-coordinate {m}
, !- Vertex 15 Z-coordinate {m}
, !- Vertex 16 X-coordinate {m}
, !- Vertex 16 Y-coordinate {m}
, !- Vertex 16 Z-coordinate {m}
, !- Vertex 17 X-coordinate {m}
, !- Vertex 17 Y-coordinate {m}
, !- Vertex 17 Z-coordinate {m}
, !- Vertex 18 X-coordinate {m}
, !- Vertex 18 Y-coordinate {m}
, !- Vertex 18 Z-coordinate {m}
, !- Vertex 19 X-coordinate {m}
, !- Vertex 19 Y-coordinate {m}
, !- Vertex 19 Z-coordinate {m}
, !- Vertex 20 X-coordinate {m}
, !- Vertex 20 Y-coordinate {m}
; !- Vertex 20 Z-coordinate {m}
BuildingSurface:Detailed,
L1S1-SalesAisle1_Srf_2, !- Name
Wall, !- Surface Type
Wall_Exterior, !- Construction Name
L1S1-SalesAisle1 Thermal Zone, !- Zone Name
Outdoors, !- Outside Boundary Condition
, !- Outside Boundary Condition Object
SunExposed, !- Sun Exposure
WindExposed, !- Wind Exposure
, !- View Factor to Ground
4, !- Number of Vertices
45.872, !- Vertex 1 X-coordinate {m}
43.769, !- Vertex 1 Y-coordinate {m}
2.819, !- Vertex 1 Z-coordinate {m}
45.872, !- Vertex 2 X-coordinate {m}
43.769, !- Vertex 2 Y-coordinate {m}
2.134, !- Vertex 2 Z-coordinate {m}
49.896, !- Vertex 3 X-coordinate {m}
43.769, !- Vertex 3 Y-coordinate {m}
2.134, !- Vertex 3 Z-coordinate {m}
49.896, !- Vertex 4 X-coordinate {m}
43.769, !- Vertex 4 Y-coordinate {m}
2.819, !- Vertex 4 Z-coordinate {m}
, !- Vertex 5 X-coordinate {m}
, !- Vertex 5 Y-coordinate {m}
, !- Vertex 5 Z-coordinate {m}
, !- Vertex 6 X-coordinate {m}
, !- Vertex 6 Y-coordinate {m}
, !- Vertex 6 Z-coordinate {m}
, !- Vertex 7 X-coordinate {m}
, !- Vertex 7 Y-coordinate {m}
, !- Vertex 7 Z-coordinate {m}
, !- Vertex 8 X-coordinate {m}
, !- Vertex 8 Y-coordinate {m}
, !- Vertex 8 Z-coordinate {m}
, !- Vertex 9 X-coordinate {m}
, !- Vertex 9 Y-coordinate {m}
, !- Vertex 9 Z-coordinate {m}
, !- Vertex 10 X-coordinate {m}
, !- Vertex 10 Y-coordinate {m}
, !- Vertex 10 Z-coordinate {m}
, !- Vertex 11 X-coordinate {m}
, !- Vertex 11 Y-coordinate {m}
, !- Vertex 11 Z-coordinate {m}
, !- Vertex 12 X-coordinate {m}
, !- Vertex 12 Y-coordinate {m}
, !- Vertex 12 Z-coordinate {m}
, !- Vertex 13 X-coordinate {m}
, !- Vertex 13 Y-coordinate {m}
, !- Vertex 13 Z-coordinate {m}
, !- Vertex 14 X-coordinate {m}
, !- Vertex 14 Y-coordinate {m}
, !- Vertex 14 Z-coordinate {m}
, !- Vertex 15 X-coordinate {m}
, !- Vertex 15 Y-coordinate {m}
, !- Vertex 15 Z-coordinate {m}
, !- Vertex 16 X-coordinate {m}
, !- Vertex 16 Y-coordinate {m}
, !- Vertex 16 Z-coordinate {m}
, !- Vertex 17 X-coordinate {m}
, !- Vertex 17 Y-coordinate {m}
, !- Vertex 17 Z-coordinate {m}
, !- Vertex 18 X-coordinate {m}
, !- Vertex 18 Y-coordinate {m}
, !- Vertex 18 Z-coordinate {m}
, !- Vertex 19 X-coordinate {m}
, !- Vertex 19 Y-coordinate {m}
, !- Vertex 19 Z-coordinate {m}
, !- Vertex 20 X-coordinate {m}
, !- Vertex 20 Y-coordinate {m}
; !- Vertex 20 Z-coordinate {m}
BuildingSurface:Detailed,
L1S1-SalesAisle1_Srf_3, !- Name
Wall, !- Surface Type
Hole, !- Construction Name
L1S1-SalesAisle1 Thermal Zone, !- Zone Name
Surface, !- Outside Boundary Condition
L1S1-Produce_Srf_10, !- Outside Boundary Condition Object
NoSun, !- Sun Exposure
NoWind, !- Wind Exposure
, !- View Factor to Ground
4, !- Number of Vertices
49.896, !- Vertex 1 X-coordinate {m}
42.581, !- Vertex 1 Y-coordinate {m}
2.819, !- Vertex 1 Z-coordinate {m}
49.896, !- Vertex 2 X-coordinate {m}
42.581, !- Vertex 2 Y-coordinate {m}
2.134, !- Vertex 2 Z-coordinate {m}
53.005, !- Vertex 3 X-coordinate {m}
42.581, !- Vertex 3 Y-coordinate {m}
2.134, !- Vertex 3 Z-coordinate {m}
53.005, !- Vertex 4 X-coordinate {m}
42.581, !- Vertex 4 Y-coordinate {m}
2.819, !- Vertex 4 Z-coordinate {m}
, !- Vertex 5 X-coordinate {m}
, !- Vertex 5 Y-coordinate {m}
, !- Vertex 5 Z-coordinate {m}
, !- Vertex 6 X-coordinate {m}
, !- Vertex 6 Y-coordinate {m}
, !- Vertex 6 Z-coordinate {m}
, !- Vertex 7 X-coordinate {m}
, !- Vertex 7 Y-coordinate {m}
, !- Vertex 7 Z-coordinate {m}
, !- Vertex 8 X-coordinate {m}
, !- Vertex 8 Y-coordinate {m}
, !- Vertex 8 Z-coordinate {m}
, !- Vertex 9 X-coordinate {m}
, !- Vertex 9 Y-coordinate {m}
, !- Vertex 9 Z-coordinate {m}
, !- Vertex 10 X-coordinate {m}
, !- Vertex 10 Y-coordinate {m}
, !- Vertex 10 Z-coordinate {m}
, !- Vertex 11 X-coordinate {m}
, !- Vertex 11 Y-coordinate {m}
, !- Vertex 11 Z-coordinate {m}
, !- Vertex 12 X-coordinate {m}
, !- Vertex 12 Y-coordinate {m}
, !- Vertex 12 Z-coordinate {m}
, !- Vertex 13 X-coordinate {m}
, !- Vertex 13 Y-coordinate {m}
, !- Vertex 13 Z-coordinate {m}
, !- Vertex 14 X-coordinate {m}
, !- Vertex 14 Y-coordinate {m}
, !- Vertex 14 Z-coordinate {m}
, !- Vertex 15 X-coordinate {m}
, !- Vertex 15 Y-coordinate {m}
, !- Vertex 15 Z-coordinate {m}
, !- Vertex 16 X-coordinate {m}
, !- Vertex 16 Y-coordinate {m}
, !- Vertex 16 Z-coordinate {m}
, !- Vertex 17 X-coordinate {m}
, !- Vertex 17 Y-coordinate {m}
, !- Vertex 17 Z-coordinate {m}
, !- Vertex 18 X-coordinate {m}
, !- Vertex 18 Y-coordinate {m}
, !- Vertex 18 Z-coordinate {m}
, !- Vertex 19 X-coordinate {m}
, !- Vertex 19 Y-coordinate {m}
, !- Vertex 19 Z-coordinate {m}
, !- Vertex 20 X-coordinate {m}
, !- Vertex 20 Y-coordinate {m}
; !- Vertex 20 Z-coordinate {m}
BuildingSurface:Detailed,
L1S1-SalesAisle1_Srf_4, !- Name
Floor, !- Surface Type
Hole, !- Construction Name
L1S1-SalesAisle1 Thermal Zone, !- Zone Name
outdoors, !- Outside Boundary Condition
, !- Outside Boundary Condition Object
SunExposed, !- Sun Exposure
WindExposed, !- Wind Exposure
, !- View Factor to Ground
6, !- Number of Vertices
53.005, !- Vertex 1 X-coordinate {m}
53.584, !- Vertex 1 Y-coordinate {m}
2.134, !- Vertex 1 Z-coordinate {m}
53.005, !- Vertex 2 X-coordinate {m}
42.581, !- Vertex 2 Y-coordinate {m}
2.134, !- Vertex 2 Z-coordinate {m}
49.896, !- Vertex 3 X-coordinate {m}
42.581, !- Vertex 3 Y-coordinate {m}
2.134, !- Vertex 3 Z-coordinate {m}
49.896, !- Vertex 4 X-coordinate {m}
43.769, !- Vertex 4 Y-coordinate {m}
2.134, !- Vertex 4 Z-coordinate {m}
45.872, !- Vertex 5 X-coordinate {m}
43.769, !- Vertex 5 Y-coordinate {m}
2.134, !- Vertex 5 Z-coordinate {m}
45.872, !- Vertex 6 X-coordinate {m}
53.584, !- Vertex 6 Y-coordinate {m}
2.134, !- Vertex 6 Z-coordinate {m}
, !- Vertex 7 X-coordinate {m}
, !- Vertex 7 Y-coordinate {m}
, !- Vertex 7 Z-coordinate {m}
, !- Vertex 8 X-coordinate {m}
, !- Vertex 8 Y-coordinate {m}
, !- Vertex 8 Z-coordinate {m}
, !- Vertex 9 X-coordinate {m}
, !- Vertex 9 Y-coordinate {m}
, !- Vertex 9 Z-coordinate {m}
, !- Vertex 10 X-coordinate {m}
, !- Vertex 10 Y-coordinate {m}
, !- Vertex 10 Z-coordinate {m}
, !- Vertex 11 X-coordinate {m}
, !- Vertex 11 Y-coordinate {m}
, !- Vertex 11 Z-coordinate {m}
, !- Vertex 12 X-coordinate {m}
, !- Vertex 12 Y-coordinate {m}
, !- Vertex 12 Z-coordinate {m}
, !- Vertex 13 X-coordinate {m}
, !- Vertex 13 Y-coordinate {m}
, !- Vertex 13 Z-coordinate {m}
, !- Vertex 14 X-coordinate {m}
, !- Vertex 14 Y-coordinate {m}
, !- Vertex 14 Z-coordinate {m}
, !- Vertex 15 X-coordinate {m}
, !- Vertex 15 Y-coordinate {m}
, !- Vertex 15 Z-coordinate {m}
, !- Vertex 16 X-coordinate {m}
, !- Vertex 16 Y-coordinate {m}
, !- Vertex 16 Z-coordinate {m}
, !- Vertex 17 X-coordinate {m}
, !- Vertex 17 Y-coordinate {m}
, !- Vertex 17 Z-coordinate {m}
, !- Vertex 18 X-coordinate {m}
, !- Vertex 18 Y-coordinate {m}
, !- Vertex 18 Z-coordinate {m}
, !- Vertex 19 X-coordinate {m}
, !- Vertex 19 Y-coordinate {m}
, !- Vertex 19 Z-coordinate {m}
, !- Vertex 20 X-coordinate {m}
, !- Vertex 20 Y-coordinate {m}
; !- Vertex 20 Z-coordinate {m}
BuildingSurface:Detailed,
L1S1-SalesAisle1_Srf_5, !- Name
Wall, !- Surface Type
Wall_Exterior, !- Construction Name
L1S1-SalesAisle1 Thermal Zone, !- Zone Name
Outdoors, !- Outside Boundary Condition
, !- Outside Boundary Condition Object
SunExposed, !- Sun Exposure
WindExposed, !- Wind Exposure
, !- View Factor to Ground
4, !- Number of Vertices
53.005, !- Vertex 1 X-coordinate {m}
42.581, !- Vertex 1 Y-coordinate {m}
2.819, !- Vertex 1 Z-coordinate {m}
53.005, !- Vertex 2 X-coordinate {m}
42.581, !- Vertex 2 Y-coordinate {m}
2.134, !- Vertex 2 Z-coordinate {m}
53.005, !- Vertex 3 X-coordinate {m}
53.584, !- Vertex 3 Y-coordinate {m}
2.134, !- Vertex 3 Z-coordinate {m}
53.005, !- Vertex 4 X-coordinate {m}
53.584, !- Vertex 4 Y-coordinate {m}
2.819, !- Vertex 4 Z-coordinate {m}
, !- Vertex 5 X-coordinate {m}
, !- Vertex 5 Y-coordinate {m}
, !- Vertex 5 Z-coordinate {m}
, !- Vertex 6 X-coordinate {m}
, !- Vertex 6 Y-coordinate {m}
, !- Vertex 6 Z-coordinate {m}
, !- Vertex 7 X-coordinate {m}
, !- Vertex 7 Y-coordinate {m}
, !- Vertex 7 Z-coordinate {m}
, !- Vertex 8 X-coordinate {m}
, !- Vertex 8 Y-coordinate {m}
, !- Vertex 8 Z-coordinate {m}
, !- Vertex 9 X-coordinate {m}
, !- Vertex 9 Y-coordinate {m}
, !- Vertex 9 Z-coordinate {m}
, !- Vertex 10 X-coordinate {m}
, !- Vertex 10 Y-coordinate {m}
, !- Vertex 10 Z-coordinate {m}
, !- Vertex 11 X-coordinate {m}
, !- Vertex 11 Y-coordinate {m}
, !- Vertex 11 Z-coordinate {m}
, !- Vertex 12 X-coordinate {m}
, !- Vertex 12 Y-coordinate {m}
, !- Vertex 12 Z-coordinate {m}
, !- Vertex 13 X-coordinate {m}
, !- Vertex 13 Y-coordinate {m}
, !- Vertex 13 Z-coordinate {m}
, !- Vertex 14 X-coordinate {m}
, !- Vertex 14 Y-coordinate {m}
, !- Vertex 14 Z-coordinate {m}
, !- Vertex 15 X-coordinate {m}
, !- Vertex 15 Y-coordinate {m}
, !- Vertex 15 Z-coordinate {m}
, !- Vertex 16 X-coordinate {m}
, !- Vertex 16 Y-coordinate {m}
, !- Vertex 16 Z-coordinate {m}
, !- Vertex 17 X-coordinate {m}
, !- Vertex 17 Y-coordinate {m}
, !- Vertex 17 Z-coordinate {m}
, !- Vertex 18 X-coordinate {m}
, !- Vertex 18 Y-coordinate {m}
, !- Vertex 18 Z-coordinate {m}
, !- Vertex 19 X-coordinate {m}
, !- Vertex 19 Y-coordinate {m}
, !- Vertex 19 Z-coordinate {m}
, !- Vertex 20 X-coordinate {m}
, !- Vertex 20 Y-coordinate {m}
; !- Vertex 20 Z-coordinate {m}
BuildingSurface:Detailed,
L1S1-SalesAisle1_Srf_6, !- Name
Roof, !- Surface Type
Roof_BOH, !- Construction Name
L1S1-SalesAisle1 Thermal Zone, !- Zone Name
Outdoors, !- Outside Boundary Condition
, !- Outside Boundary Condition Object
SunExposed, !- Sun Exposure
WindExposed, !- Wind Exposure
, !- View Factor to Ground
6, !- Number of Vertices
45.872, !- Vertex 1 X-coordinate {m}
53.584, !- Vertex 1 Y-coordinate {m}
2.819, !- Vertex 1 Z-coordinate {m}
45.872, !- Vertex 2 X-coordinate {m}
43.769, !- Vertex 2 Y-coordinate {m}
2.819, !- Vertex 2 Z-coordinate {m}
49.896, !- Vertex 3 X-coordinate {m}
43.769, !- Vertex 3 Y-coordinate {m}
2.819, !- Vertex 3 Z-coordinate {m}
49.896, !- Vertex 4 X-coordinate {m}
42.581, !- Vertex 4 Y-coordinate {m}
2.819, !- Vertex 4 Z-coordinate {m}
53.005, !- Vertex 5 X-coordinate {m}
42.581, !- Vertex 5 Y-coordinate {m}
2.819, !- Vertex 5 Z-coordinate {m}
53.005, !- Vertex 6 X-coordinate {m}
53.584, !- Vertex 6 Y-coordinate {m}
2.819, !- Vertex 6 Z-coordinate {m}
, !- Vertex 7 X-coordinate {m}
, !- Vertex 7 Y-coordinate {m}
, !- Vertex 7 Z-coordinate {m}
, !- Vertex 8 X-coordinate {m}
, !- Vertex 8 Y-coordinate {m}
, !- Vertex 8 Z-coordinate {m}
, !- Vertex 9 X-coordinate {m}
, !- Vertex 9 Y-coordinate {m}
, !- Vertex 9 Z-coordinate {m}
, !- Vertex 10 X-coordinate {m}
, !- Vertex 10 Y-coordinate {m}
, !- Vertex 10 Z-coordinate {m}
, !- Vertex 11 X-coordinate {m}
, !- Vertex 11 Y-coordinate {m}
, !- Vertex 11 Z-coordinate {m}
, !- Vertex 12 X-coordinate {m}
, !- Vertex 12 Y-coordinate {m}
, !- Vertex 12 Z-coordinate {m}
, !- Vertex 13 X-coordinate {m}
, !- Vertex 13 Y-coordinate {m}
, !- Vertex 13 Z-coordinate {m}
, !- Vertex 14 X-coordinate {m}
, !- Vertex 14 Y-coordinate {m}
, !- Vertex 14 Z-coordinate {m}
, !- Vertex 15 X-coordinate {m}
, !- Vertex 15 Y-coordinate {m}
, !- Vertex 15 Z-coordinate {m}
, !- Vertex 16 X-coordinate {m}
, !- Vertex 16 Y-coordinate {m}
, !- Vertex 16 Z-coordinate {m}
, !- Vertex 17 X-coordinate {m}
, !- Vertex 17 Y-coordinate {m}
, !- Vertex 17 Z-coordinate {m}
, !- Vertex 18 X-coordinate {m}
, !- Vertex 18 Y-coordinate {m}
, !- Vertex 18 Z-coordinate {m}
, !- Vertex 19 X-coordinate {m}
, !- Vertex 19 Y-coordinate {m}
, !- Vertex 19 Z-coordinate {m}
, !- Vertex 20 X-coordinate {m}
, !- Vertex 20 Y-coordinate {m}
; !- Vertex 20 Z-coordinate {m}
BuildingSurface:Detailed,
L1S1-SalesAisle1_Srf_7, !- Name
Wall, !- Surface Type
Hole, !- Construction Name
L1S1-SalesAisle1 Thermal Zone, !- Zone Name
Surface, !- Outside Boundary Condition
L1S1-SalesNorth_Srf_14, !- Outside Boundary Condition Object
NoSun, !- Sun Exposure
NoWind, !- Wind Exposure
, !- View Factor to Ground
4, !- Number of Vertices
53.005, !- Vertex 1 X-coordinate {m}
53.584, !- Vertex 1 Y-coordinate {m}
2.819, !- Vertex 1 Z-coordinate {m}
53.005, !- Vertex 2 X-coordinate {m}
53.584, !- Vertex 2 Y-coordinate {m}
2.134, !- Vertex 2 Z-coordinate {m}
45.872, !- Vertex 3 X-coordinate {m}
53.584, !- Vertex 3 Y-coordinate {m}
2.134, !- Vertex 3 Z-coordinate {m}
45.872, !- Vertex 4 X-coordinate {m}
53.584, !- Vertex 4 Y-coordinate {m}
2.819, !- Vertex 4 Z-coordinate {m}
, !- Vertex 5 X-coordinate {m}
, !- Vertex 5 Y-coordinate {m}
, !- Vertex 5 Z-coordinate {m}
, !- Vertex 6 X-coordinate {m}
, !- Vertex 6 Y-coordinate {m}
, !- Vertex 6 Z-coordinate {m}
, !- Vertex 7 X-coordinate {m}
, !- Vertex 7 Y-coordinate {m}
, !- Vertex 7 Z-coordinate {m}
, !- Vertex 8 X-coordinate {m}
, !- Vertex 8 Y-coordinate {m}
, !- Vertex 8 Z-coordinate {m}
, !- Vertex 9 X-coordinate {m}
, !- Vertex 9 Y-coordinate {m}
, !- Vertex 9 Z-coordinate {m}
, !- Vertex 10 X-coordinate {m}
, !- Vertex 10 Y-coordinate {m}
, !- Vertex 10 Z-coordinate {m}
, !- Vertex 11 X-coordinate {m}
, !- Vertex 11 Y-coordinate {m}
, !- Vertex 11 Z-coordinate {m}
, !- Vertex 12 X-coordinate {m}
, !- Vertex 12 Y-coordinate {m}
, !- Vertex 12 Z-coordinate {m}
, !- Vertex 13 X-coordinate {m}
, !- Vertex 13 Y-coordinate {m}
, !- Vertex 13 Z-coordinate {m}
, !- Vertex 14 X-coordinate {m}
, !- Vertex 14 Y-coordinate {m}
, !- Vertex 14 Z-coordinate {m}
, !- Vertex 15 X-coordinate {m}
, !- Vertex 15 Y-coordinate {m}
, !- Vertex 15 Z-coordinate {m}
, !- Vertex 16 X-coordinate {m}
, !- Vertex 16 Y-coordinate {m}
, !- Vertex 16 Z-coordinate {m}
, !- Vertex 17 X-coordinate {m}
, !- Vertex 17 Y-coordinate {m}
, !- Vertex 17 Z-coordinate {m}
, !- Vertex 18 X-coordinate {m}
, !- Vertex 18 Y-coordinate {m}
, !- Vertex 18 Z-coordinate {m}
, !- Vertex 19 X-coordinate {m}
, !- Vertex 19 Y-coordinate {m}
, !- Vertex 19 Z-coordinate {m}
, !- Vertex 20 X-coordinate {m}
, !- Vertex 20 Y-coordinate {m}
; !- Vertex 20 Z-coordinate {m}
BuildingSurface:Detailed,
L1S1-SalesAisle4_Srf_0, !- Name
Wall, !- Surface Type
Hole, !- Construction Name
L1S1-SalesAisle4 Thermal Zone, !- Zone Name
Surface, !- Outside Boundary Condition
L1S1-SalesRefrigerationAisle6_Srf_4, !- Outside Boundary Condition Object
NoSun, !- Sun Exposure
NoWind, !- Wind Exposure
, !- View Factor to Ground
4, !- Number of Vertices
61.239, !- Vertex 1 X-coordinate {m}
34.869, !- Vertex 1 Y-coordinate {m}
2.819, !- Vertex 1 Z-coordinate {m}
61.239, !- Vertex 2 X-coordinate {m}
34.869, !- Vertex 2 Y-coordinate {m}
2.134, !- Vertex 2 Z-coordinate {m}
61.239, !- Vertex 3 X-coordinate {m}
53.193, !- Vertex 3 Y-coordinate {m}
2.134, !- Vertex 3 Z-coordinate {m}
61.239, !- Vertex 4 X-coordinate {m}
53.193, !- Vertex 4 Y-coordinate {m}
2.819, !- Vertex 4 Z-coordinate {m}
, !- Vertex 5 X-coordinate {m}
, !- Vertex 5 Y-coordinate {m}
, !- Vertex 5 Z-coordinate {m}
, !- Vertex 6 X-coordinate {m}
, !- Vertex 6 Y-coordinate {m}
, !- Vertex 6 Z-coordinate {m}
, !- Vertex 7 X-coordinate {m}
, !- Vertex 7 Y-coordinate {m}
, !- Vertex 7 Z-coordinate {m}
, !- Vertex 8 X-coordinate {m}
, !- Vertex 8 Y-coordinate {m}
, !- Vertex 8 Z-coordinate {m}
, !- Vertex 9 X-coordinate {m}
, !- Vertex 9 Y-coordinate {m}
, !- Vertex 9 Z-coordinate {m}
, !- Vertex 10 X-coordinate {m}
, !- Vertex 10 Y-coordinate {m}
, !- Vertex 10 Z-coordinate {m}
, !- Vertex 11 X-coordinate {m}
, !- Vertex 11 Y-coordinate {m}
, !- Vertex 11 Z-coordinate {m}
, !- Vertex 12 X-coordinate {m}
, !- Vertex 12 Y-coordinate {m}
, !- Vertex 12 Z-coordinate {m}
, !- Vertex 13 X-coordinate {m}
, !- Vertex 13 Y-coordinate {m}
, !- Vertex 13 Z-coordinate {m}
, !- Vertex 14 X-coordinate {m}
, !- Vertex 14 Y-coordinate {m}
, !- Vertex 14 Z-coordinate {m}
, !- Vertex 15 X-coordinate {m}
, !- Vertex 15 Y-coordinate {m}
, !- Vertex 15 Z-coordinate {m}
, !- Vertex 16 X-coordinate {m}
, !- Vertex 16 Y-coordinate {m}
, !- Vertex 16 Z-coordinate {m}
, !- Vertex 17 X-coordinate {m}
, !- Vertex 17 Y-coordinate {m}
, !- Vertex 17 Z-coordinate {m}
, !- Vertex 18 X-coordinate {m}
, !- Vertex 18 Y-coordinate {m}
, !- Vertex 18 Z-coordinate {m}
, !- Vertex 19 X-coordinate {m}
, !- Vertex 19 Y-coordinate {m}
, !- Vertex 19 Z-coordinate {m}
, !- Vertex 20 X-coordinate {m}
, !- Vertex 20 Y-coordinate {m}
; !- Vertex 20 Z-coordinate {m}
BuildingSurface:Detailed,
L1S1-SalesAisle4_Srf_1, !- Name
Wall, !- Surface Type
Wall_Exterior, !- Construction Name
L1S1-SalesAisle4 Thermal Zone, !- Zone Name
Outdoors, !- Outside Boundary Condition
, !- Outside Boundary Condition Object
SunExposed, !- Sun Exposure
WindExposed, !- Wind Exposure
, !- View Factor to Ground
4, !- Number of Vertices
53.005, !- Vertex 1 X-coordinate {m}
53.193, !- Vertex 1 Y-coordinate {m}
2.819, !- Vertex 1 Z-coordinate {m}
53.005, !- Vertex 2 X-coordinate {m}
53.193, !- Vertex 2 Y-coordinate {m}
2.134, !- Vertex 2 Z-coordinate {m}
53.005, !- Vertex 3 X-coordinate {m}
34.869, !- Vertex 3 Y-coordinate {m}
2.134, !- Vertex 3 Z-coordinate {m}
53.005, !- Vertex 4 X-coordinate {m}
34.869, !- Vertex 4 Y-coordinate {m}
2.819, !- Vertex 4 Z-coordinate {m}
, !- Vertex 5 X-coordinate {m}
, !- Vertex 5 Y-coordinate {m}
, !- Vertex 5 Z-coordinate {m}
, !- Vertex 6 X-coordinate {m}
, !- Vertex 6 Y-coordinate {m}
, !- Vertex 6 Z-coordinate {m}
, !- Vertex 7 X-coordinate {m}
, !- Vertex 7 Y-coordinate {m}
, !- Vertex 7 Z-coordinate {m}
, !- Vertex 8 X-coordinate {m}
, !- Vertex 8 Y-coordinate {m}
, !- Vertex 8 Z-coordinate {m}
, !- Vertex 9 X-coordinate {m}
, !- Vertex 9 Y-coordinate {m}
, !- Vertex 9 Z-coordinate {m}
, !- Vertex 10 X-coordinate {m}
, !- Vertex 10 Y-coordinate {m}
, !- Vertex 10 Z-coordinate {m}
, !- Vertex 11 X-coordinate {m}
, !- Vertex 11 Y-coordinate {m}
, !- Vertex 11 Z-coordinate {m}
, !- Vertex 12 X-coordinate {m}
, !- Vertex 12 Y-coordinate {m}
, !- Vertex 12 Z-coordinate {m}
, !- Vertex 13 X-coordinate {m}
, !- Vertex 13 Y-coordinate {m}
, !- Vertex 13 Z-coordinate {m}
, !- Vertex 14 X-coordinate {m}
, !- Vertex 14 Y-coordinate {m}
, !- Vertex 14 Z-coordinate {m}
, !- Vertex 15 X-coordinate {m}
, !- Vertex 15 Y-coordinate {m}
, !- Vertex 15 Z-coordinate {m}
, !- Vertex 16 X-coordinate {m}
, !- Vertex 16 Y-coordinate {m}
, !- Vertex 16 Z-coordinate {m}
, !- Vertex 17 X-coordinate {m}
, !- Vertex 17 Y-coordinate {m}
, !- Vertex 17 Z-coordinate {m}
, !- Vertex 18 X-coordinate {m}
, !- Vertex 18 Y-coordinate {m}
, !- Vertex 18 Z-coordinate {m}
, !- Vertex 19 X-coordinate {m}
, !- Vertex 19 Y-coordinate {m}
, !- Vertex 19 Z-coordinate {m}
, !- Vertex 20 X-coordinate {m}
, !- Vertex 20 Y-coordinate {m}
; !- Vertex 20 Z-coordinate {m}
BuildingSurface:Detailed,
L1S1-SalesAisle4_Srf_2, !- Name
Wall, !- Surface Type
Wall_Exterior, !- Construction Name
L1S1-SalesAisle4 Thermal Zone, !- Zone Name
Outdoors, !- Outside Boundary Condition
, !- Outside Boundary Condition Object
SunExposed, !- Sun Exposure
WindExposed, !- Wind Exposure
, !- View Factor to Ground
4, !- Number of Vertices
61.239, !- Vertex 1 X-coordinate {m}
53.193, !- Vertex 1 Y-coordinate {m}
2.819, !- Vertex 1 Z-coordinate {m}
61.239, !- Vertex 2 X-coordinate {m}
53.193, !- Vertex 2 Y-coordinate {m}
2.134, !- Vertex 2 Z-coordinate {m}
53.005, !- Vertex 3 X-coordinate {m}
53.193, !- Vertex 3 Y-coordinate {m}
2.134, !- Vertex 3 Z-coordinate {m}
53.005, !- Vertex 4 X-coordinate {m}
53.193, !- Vertex 4 Y-coordinate {m}
2.819, !- Vertex 4 Z-coordinate {m}
, !- Vertex 5 X-coordinate {m}
, !- Vertex 5 Y-coordinate {m}
, !- Vertex 5 Z-coordinate {m}
, !- Vertex 6 X-coordinate {m}
, !- Vertex 6 Y-coordinate {m}
, !- Vertex 6 Z-coordinate {m}
, !- Vertex 7 X-coordinate {m}
, !- Vertex 7 Y-coordinate {m}
, !- Vertex 7 Z-coordinate {m}
, !- Vertex 8 X-coordinate {m}
, !- Vertex 8 Y-coordinate {m}
, !- Vertex 8 Z-coordinate {m}
, !- Vertex 9 X-coordinate {m}
, !- Vertex 9 Y-coordinate {m}
, !- Vertex 9 Z-coordinate {m}
, !- Vertex 10 X-coordinate {m}
, !- Vertex 10 Y-coordinate {m}
, !- Vertex 10 Z-coordinate {m}
, !- Vertex 11 X-coordinate {m}
, !- Vertex 11 Y-coordinate {m}
, !- Vertex 11 Z-coordinate {m}
, !- Vertex 12 X-coordinate {m}
, !- Vertex 12 Y-coordinate {m}
, !- Vertex 12 Z-coordinate {m}
, !- Vertex 13 X-coordinate {m}
, !- Vertex 13 Y-coordinate {m}
, !- Vertex 13 Z-coordinate {m}
, !- Vertex 14 X-coordinate {m}
, !- Vertex 14 Y-coordinate {m}
, !- Vertex 14 Z-coordinate {m}
, !- Vertex 15 X-coordinate {m}
, !- Vertex 15 Y-coordinate {m}
, !- Vertex 15 Z-coordinate {m}
, !- Vertex 16 X-coordinate {m}
, !- Vertex 16 Y-coordinate {m}
, !- Vertex 16 Z-coordinate {m}
, !- Vertex 17 X-coordinate {m}
, !- Vertex 17 Y-coordinate {m}
, !- Vertex 17 Z-coordinate {m}
, !- Vertex 18 X-coordinate {m}
, !- Vertex 18 Y-coordinate {m}
, !- Vertex 18 Z-coordinate {m}
, !- Vertex 19 X-coordinate {m}
, !- Vertex 19 Y-coordinate {m}
, !- Vertex 19 Z-coordinate {m}
, !- Vertex 20 X-coordinate {m}
, !- Vertex 20 Y-coordinate {m}
; !- Vertex 20 Z-coordinate {m}
BuildingSurface:Detailed,
L1S1-SalesAisle4_Srf_3, !- Name
Floor, !- Surface Type
Hole, !- Construction Name
L1S1-SalesAisle4 Thermal Zone, !- Zone Name
outdoors, !- Outside Boundary Condition
, !- Outside Boundary Condition Object
SunExposed, !- Sun Exposure
WindExposed, !- Wind Exposure
, !- View Factor to Ground
4, !- Number of Vertices
61.239, !- Vertex 1 X-coordinate {m}
53.193, !- Vertex 1 Y-coordinate {m}
2.134, !- Vertex 1 Z-coordinate {m}
61.239, !- Vertex 2 X-coordinate {m}
34.869, !- Vertex 2 Y-coordinate {m}
2.134, !- Vertex 2 Z-coordinate {m}
53.005, !- Vertex 3 X-coordinate {m}
34.869, !- Vertex 3 Y-coordinate {m}
2.134, !- Vertex 3 Z-coordinate {m}
53.005, !- Vertex 4 X-coordinate {m}
53.193, !- Vertex 4 Y-coordinate {m}
2.134, !- Vertex 4 Z-coordinate {m}
, !- Vertex 5 X-coordinate {m}
, !- Vertex 5 Y-coordinate {m}
, !- Vertex 5 Z-coordinate {m}
, !- Vertex 6 X-coordinate {m}
, !- Vertex 6 Y-coordinate {m}
, !- Vertex 6 Z-coordinate {m}
, !- Vertex 7 X-coordinate {m}
, !- Vertex 7 Y-coordinate {m}
, !- Vertex 7 Z-coordinate {m}
, !- Vertex 8 X-coordinate {m}
, !- Vertex 8 Y-coordinate {m}
, !- Vertex 8 Z-coordinate {m}
, !- Vertex 9 X-coordinate {m}
, !- Vertex 9 Y-coordinate {m}
, !- Vertex 9 Z-coordinate {m}
, !- Vertex 10 X-coordinate {m}
, !- Vertex 10 Y-coordinate {m}
, !- Vertex 10 Z-coordinate {m}
, !- Vertex 11 X-coordinate {m}
, !- Vertex 11 Y-coordinate {m}
, !- Vertex 11 Z-coordinate {m}
, !- Vertex 12 X-coordinate {m}
, !- Vertex 12 Y-coordinate {m}
, !- Vertex 12 Z-coordinate {m}
, !- Vertex 13 X-coordinate {m}
, !- Vertex 13 Y-coordinate {m}
, !- Vertex 13 Z-coordinate {m}
, !- Vertex 14 X-coordinate {m}
, !- Vertex 14 Y-coordinate {m}
, !- Vertex 14 Z-coordinate {m}
, !- Vertex 15 X-coordinate {m}
, !- Vertex 15 Y-coordinate {m}
, !- Vertex 15 Z-coordinate {m}
, !- Vertex 16 X-coordinate {m}
, !- Vertex 16 Y-coordinate {m}
, !- Vertex 16 Z-coordinate {m}
, !- Vertex 17 X-coordinate {m}
, !- Vertex 17 Y-coordinate {m}
, !- Vertex 17 Z-coordinate {m}
, !- Vertex 18 X-coordinate {m}
, !- Vertex 18 Y-coordinate {m}
, !- Vertex 18 Z-coordinate {m}
, !- Vertex 19 X-coordinate {m}
, !- Vertex 19 Y-coordinate {m}
, !- Vertex 19 Z-coordinate {m}
, !- Vertex 20 X-coordinate {m}
, !- Vertex 20 Y-coordinate {m}
; !- Vertex 20 Z-coordinate {m}
BuildingSurface:Detailed,
L1S1-SalesAisle4_Srf_4, !- Name
Wall, !- Surface Type
Wall_Exterior, !- Construction Name
L1S1-SalesAisle4 Thermal Zone, !- Zone Name
Outdoors, !- Outside Boundary Condition
, !- Outside Boundary Condition Object
SunExposed, !- Sun Exposure
WindExposed, !- Wind Exposure
, !- View Factor to Ground
4, !- Number of Vertices
53.005, !- Vertex 1 X-coordinate {m}
34.869, !- Vertex 1 Y-coordinate {m}
2.819, !- Vertex 1 Z-coordinate {m}
53.005, !- Vertex 2 X-coordinate {m}
34.869, !- Vertex 2 Y-coordinate {m}
2.134, !- Vertex 2 Z-coordinate {m}
61.239, !- Vertex 3 X-coordinate {m}
34.869, !- Vertex 3 Y-coordinate {m}
2.134, !- Vertex 3 Z-coordinate {m}
61.239, !- Vertex 4 X-coordinate {m}
34.869, !- Vertex 4 Y-coordinate {m}
2.819, !- Vertex 4 Z-coordinate {m}
, !- Vertex 5 X-coordinate {m}
, !- Vertex 5 Y-coordinate {m}
, !- Vertex 5 Z-coordinate {m}
, !- Vertex 6 X-coordinate {m}
, !- Vertex 6 Y-coordinate {m}
, !- Vertex 6 Z-coordinate {m}
, !- Vertex 7 X-coordinate {m}
, !- Vertex 7 Y-coordinate {m}
, !- Vertex 7 Z-coordinate {m}
, !- Vertex 8 X-coordinate {m}
, !- Vertex 8 Y-coordinate {m}
, !- Vertex 8 Z-coordinate {m}
, !- Vertex 9 X-coordinate {m}
, !- Vertex 9 Y-coordinate {m}
, !- Vertex 9 Z-coordinate {m}
, !- Vertex 10 X-coordinate {m}
, !- Vertex 10 Y-coordinate {m}
, !- Vertex 10 Z-coordinate {m}
, !- Vertex 11 X-coordinate {m}
, !- Vertex 11 Y-coordinate {m}
, !- Vertex 11 Z-coordinate {m}
, !- Vertex 12 X-coordinate {m}
, !- Vertex 12 Y-coordinate {m}
, !- Vertex 12 Z-coordinate {m}
, !- Vertex 13 X-coordinate {m}
, !- Vertex 13 Y-coordinate {m}
, !- Vertex 13 Z-coordinate {m}
, !- Vertex 14 X-coordinate {m}
, !- Vertex 14 Y-coordinate {m}
, !- Vertex 14 Z-coordinate {m}
, !- Vertex 15 X-coordinate {m}
, !- Vertex 15 Y-coordinate {m}
, !- Vertex 15 Z-coordinate {m}
, !- Vertex 16 X-coordinate {m}
, !- Vertex 16 Y-coordinate {m}
, !- Vertex 16 Z-coordinate {m}
, !- Vertex 17 X-coordinate {m}
, !- Vertex 17 Y-coordinate {m}
, !- Vertex 17 Z-coordinate {m}
, !- Vertex 18 X-coordinate {m}
, !- Vertex 18 Y-coordinate {m}
, !- Vertex 18 Z-coordinate {m}
, !- Vertex 19 X-coordinate {m}
, !- Vertex 19 Y-coordinate {m}
, !- Vertex 19 Z-coordinate {m}
, !- Vertex 20 X-coordinate {m}
, !- Vertex 20 Y-coordinate {m}
; !- Vertex 20 Z-coordinate {m}
BuildingSurface:Detailed,
L1S1-SalesAisle4_Srf_5, !- Name
Roof, !- Surface Type
Roof_BOH, !- Construction Name
L1S1-SalesAisle4 Thermal Zone, !- Zone Name
Outdoors, !- Outside Boundary Condition
, !- Outside Boundary Condition Object
SunExposed, !- Sun Exposure
WindExposed, !- Wind Exposure
, !- View Factor to Ground
4, !- Number of Vertices
53.005, !- Vertex 1 X-coordinate {m}
53.193, !- Vertex 1 Y-coordinate {m}
2.819, !- Vertex 1 Z-coordinate {m}
53.005, !- Vertex 2 X-coordinate {m}
34.869, !- Vertex 2 Y-coordinate {m}
2.819, !- Vertex 2 Z-coordinate {m}
61.239, !- Vertex 3 X-coordinate {m}
34.869, !- Vertex 3 Y-coordinate {m}
2.819, !- Vertex 3 Z-coordinate {m}
61.239, !- Vertex 4 X-coordinate {m}
53.193, !- Vertex 4 Y-coordinate {m}
2.819, !- Vertex 4 Z-coordinate {m}
, !- Vertex 5 X-coordinate {m}
, !- Vertex 5 Y-coordinate {m}
, !- Vertex 5 Z-coordinate {m}
, !- Vertex 6 X-coordinate {m}
, !- Vertex 6 Y-coordinate {m}
, !- Vertex 6 Z-coordinate {m}
, !- Vertex 7 X-coordinate {m}
, !- Vertex 7 Y-coordinate {m}
, !- Vertex 7 Z-coordinate {m}
, !- Vertex 8 X-coordinate {m}
, !- Vertex 8 Y-coordinate {m}
, !- Vertex 8 Z-coordinate {m}
, !- Vertex 9 X-coordinate {m}
, !- Vertex 9 Y-coordinate {m}
, !- Vertex 9 Z-coordinate {m}
, !- Vertex 10 X-coordinate {m}
, !- Vertex 10 Y-coordinate {m}
, !- Vertex 10 Z-coordinate {m}
, !- Vertex 11 X-coordinate {m}
, !- Vertex 11 Y-coordinate {m}
, !- Vertex 11 Z-coordinate {m}
, !- Vertex 12 X-coordinate {m}
, !- Vertex 12 Y-coordinate {m}
, !- Vertex 12 Z-coordinate {m}
, !- Vertex 13 X-coordinate {m}
, !- Vertex 13 Y-coordinate {m}
, !- Vertex 13 Z-coordinate {m}
, !- Vertex 14 X-coordinate {m}
, !- Vertex 14 Y-coordinate {m}
, !- Vertex 14 Z-coordinate {m}
, !- Vertex 15 X-coordinate {m}
, !- Vertex 15 Y-coordinate {m}
, !- Vertex 15 Z-coordinate {m}
, !- Vertex 16 X-coordinate {m}
, !- Vertex 16 Y-coordinate {m}
, !- Vertex 16 Z-coordinate {m}
, !- Vertex 17 X-coordinate {m}
, !- Vertex 17 Y-coordinate {m}
, !- Vertex 17 Z-coordinate {m}
, !- Vertex 18 X-coordinate {m}
, !- Vertex 18 Y-coordinate {m}
, !- Vertex 18 Z-coordinate {m}
, !- Vertex 19 X-coordinate {m}
, !- Vertex 19 Y-coordinate {m}
, !- Vertex 19 Z-coordinate {m}
, !- Vertex 20 X-coordinate {m}
, !- Vertex 20 Y-coordinate {m}
; !- Vertex 20 Z-coordinate {m}
BuildingSurface:Detailed,
L1S1-SalesNorth_Srf_0, !- Name
Wall, !- Surface Type
Hole, !- Construction Name
L1S1-SalesNorth Thermal Zone, !- Zone Name
Surface, !- Outside Boundary Condition
L1S1-SeafoodSurface_Srf_0, !- Outside Boundary Condition Object
NoSun, !- Sun Exposure
NoWind, !- Wind Exposure
, !- View Factor to Ground
4, !- Number of Vertices
64.557, !- Vertex 1 X-coordinate {m}
58.339, !- Vertex 1 Y-coordinate {m}
2.819, !- Vertex 1 Z-coordinate {m}
64.557, !- Vertex 2 X-coordinate {m}
58.339, !- Vertex 2 Y-coordinate {m}
2.134, !- Vertex 2 Z-coordinate {m}
64.557, !- Vertex 3 X-coordinate {m}
57.812, !- Vertex 3 Y-coordinate {m}
2.134, !- Vertex 3 Z-coordinate {m}
64.557, !- Vertex 4 X-coordinate {m}
57.812, !- Vertex 4 Y-coordinate {m}
2.819, !- Vertex 4 Z-coordinate {m}
, !- Vertex 5 X-coordinate {m}
, !- Vertex 5 Y-coordinate {m}
, !- Vertex 5 Z-coordinate {m}
, !- Vertex 6 X-coordinate {m}
, !- Vertex 6 Y-coordinate {m}
, !- Vertex 6 Z-coordinate {m}
, !- Vertex 7 X-coordinate {m}
, !- Vertex 7 Y-coordinate {m}
, !- Vertex 7 Z-coordinate {m}
, !- Vertex 8 X-coordinate {m}
, !- Vertex 8 Y-coordinate {m}
, !- Vertex 8 Z-coordinate {m}
, !- Vertex 9 X-coordinate {m}
, !- Vertex 9 Y-coordinate {m}
, !- Vertex 9 Z-coordinate {m}
, !- Vertex 10 X-coordinate {m}
, !- Vertex 10 Y-coordinate {m}
, !- Vertex 10 Z-coordinate {m}
, !- Vertex 11 X-coordinate {m}
, !- Vertex 11 Y-coordinate {m}
, !- Vertex 11 Z-coordinate {m}
, !- Vertex 12 X-coordinate {m}
, !- Vertex 12 Y-coordinate {m}
, !- Vertex 12 Z-coordinate {m}
, !- Vertex 13 X-coordinate {m}
, !- Vertex 13 Y-coordinate {m}
, !- Vertex 13 Z-coordinate {m}
, !- Vertex 14 X-coordinate {m}
, !- Vertex 14 Y-coordinate {m}
, !- Vertex 14 Z-coordinate {m}
, !- Vertex 15 X-coordinate {m}
, !- Vertex 15 Y-coordinate {m}
, !- Vertex 15 Z-coordinate {m}
, !- Vertex 16 X-coordinate {m}
, !- Vertex 16 Y-coordinate {m}
, !- Vertex 16 Z-coordinate {m}
, !- Vertex 17 X-coordinate {m}
, !- Vertex 17 Y-coordinate {m}
, !- Vertex 17 Z-coordinate {m}
, !- Vertex 18 X-coordinate {m}
, !- Vertex 18 Y-coordinate {m}
, !- Vertex 18 Z-coordinate {m}
, !- Vertex 19 X-coordinate {m}
, !- Vertex 19 Y-coordinate {m}
, !- Vertex 19 Z-coordinate {m}
, !- Vertex 20 X-coordinate {m}
, !- Vertex 20 Y-coordinate {m}
; !- Vertex 20 Z-coordinate {m}
BuildingSurface:Detailed,
L1S1-SalesNorth_Srf_1, !- Name
Wall, !- Surface Type
Hole, !- Construction Name
L1S1-SalesNorth Thermal Zone, !- Zone Name
Surface, !- Outside Boundary Condition
L1S1-SeafoodSurface_Srf_6, !- Outside Boundary Condition Object
NoSun, !- Sun Exposure
NoWind, !- Wind Exposure
, !- View Factor to Ground
4, !- Number of Vertices
64.557, !- Vertex 1 X-coordinate {m}
57.812, !- Vertex 1 Y-coordinate {m}
2.819, !- Vertex 1 Z-coordinate {m}
64.557, !- Vertex 2 X-coordinate {m}
57.812, !- Vertex 2 Y-coordinate {m}
2.134, !- Vertex 2 Z-coordinate {m}
54.529, !- Vertex 3 X-coordinate {m}
57.812, !- Vertex 3 Y-coordinate {m}
2.134, !- Vertex 3 Z-coordinate {m}
54.529, !- Vertex 4 X-coordinate {m}
57.812, !- Vertex 4 Y-coordinate {m}
2.819, !- Vertex 4 Z-coordinate {m}
, !- Vertex 5 X-coordinate {m}
, !- Vertex 5 Y-coordinate {m}
, !- Vertex 5 Z-coordinate {m}
, !- Vertex 6 X-coordinate {m}
, !- Vertex 6 Y-coordinate {m}
, !- Vertex 6 Z-coordinate {m}
, !- Vertex 7 X-coordinate {m}
, !- Vertex 7 Y-coordinate {m}
, !- Vertex 7 Z-coordinate {m}
, !- Vertex 8 X-coordinate {m}
, !- Vertex 8 Y-coordinate {m}
, !- Vertex 8 Z-coordinate {m}
, !- Vertex 9 X-coordinate {m}
, !- Vertex 9 Y-coordinate {m}
, !- Vertex 9 Z-coordinate {m}
, !- Vertex 10 X-coordinate {m}
, !- Vertex 10 Y-coordinate {m}
, !- Vertex 10 Z-coordinate {m}
, !- Vertex 11 X-coordinate {m}
, !- Vertex 11 Y-coordinate {m}
, !- Vertex 11 Z-coordinate {m}
, !- Vertex 12 X-coordinate {m}
, !- Vertex 12 Y-coordinate {m}
, !- Vertex 12 Z-coordinate {m}
, !- Vertex 13 X-coordinate {m}
, !- Vertex 13 Y-coordinate {m}
, !- Vertex 13 Z-coordinate {m}
, !- Vertex 14 X-coordinate {m}
, !- Vertex 14 Y-coordinate {m}
, !- Vertex 14 Z-coordinate {m}
, !- Vertex 15 X-coordinate {m}
, !- Vertex 15 Y-coordinate {m}
, !- Vertex 15 Z-coordinate {m}
, !- Vertex 16 X-coordinate {m}
, !- Vertex 16 Y-coordinate {m}
, !- Vertex 16 Z-coordinate {m}
, !- Vertex 17 X-coordinate {m}
, !- Vertex 17 Y-coordinate {m}
, !- Vertex 17 Z-coordinate {m}
, !- Vertex 18 X-coordinate {m}
, !- Vertex 18 Y-coordinate {m}
, !- Vertex 18 Z-coordinate {m}
, !- Vertex 19 X-coordinate {m}
, !- Vertex 19 Y-coordinate {m}
, !- Vertex 19 Z-coordinate {m}
, !- Vertex 20 X-coordinate {m}
, !- Vertex 20 Y-coordinate {m}
; !- Vertex 20 Z-coordinate {m}
BuildingSurface:Detailed,
L1S1-SalesNorth_Srf_10, !- Name
Wall, !- Surface Type
Hole, !- Construction Name
L1S1-SalesNorth Thermal Zone, !- Zone Name
Surface, !- Outside Boundary Condition
L1S1-MeatSeafoodCooler_Srf_1, !- Outside Boundary Condition Object
NoSun, !- Sun Exposure
NoWind, !- Wind Exposure
, !- View Factor to Ground
4, !- Number of Vertices
54.529, !- Vertex 1 X-coordinate {m}
58.369, !- Vertex 1 Y-coordinate {m}
2.819, !- Vertex 1 Z-coordinate {m}
54.529, !- Vertex 2 X-coordinate {m}
58.369, !- Vertex 2 Y-coordinate {m}
2.134, !- Vertex 2 Z-coordinate {m}
50.688, !- Vertex 3 X-coordinate {m}
58.369, !- Vertex 3 Y-coordinate {m}
2.134, !- Vertex 3 Z-coordinate {m}
50.688, !- Vertex 4 X-coordinate {m}
58.369, !- Vertex 4 Y-coordinate {m}
2.819, !- Vertex 4 Z-coordinate {m}
, !- Vertex 5 X-coordinate {m}
, !- Vertex 5 Y-coordinate {m}
, !- Vertex 5 Z-coordinate {m}
, !- Vertex 6 X-coordinate {m}
, !- Vertex 6 Y-coordinate {m}
, !- Vertex 6 Z-coordinate {m}
, !- Vertex 7 X-coordinate {m}
, !- Vertex 7 Y-coordinate {m}
, !- Vertex 7 Z-coordinate {m}
, !- Vertex 8 X-coordinate {m}
, !- Vertex 8 Y-coordinate {m}
, !- Vertex 8 Z-coordinate {m}
, !- Vertex 9 X-coordinate {m}
, !- Vertex 9 Y-coordinate {m}
, !- Vertex 9 Z-coordinate {m}
, !- Vertex 10 X-coordinate {m}
, !- Vertex 10 Y-coordinate {m}
, !- Vertex 10 Z-coordinate {m}
, !- Vertex 11 X-coordinate {m}
, !- Vertex 11 Y-coordinate {m}
, !- Vertex 11 Z-coordinate {m}
, !- Vertex 12 X-coordinate {m}
, !- Vertex 12 Y-coordinate {m}
, !- Vertex 12 Z-coordinate {m}
, !- Vertex 13 X-coordinate {m}
, !- Vertex 13 Y-coordinate {m}
, !- Vertex 13 Z-coordinate {m}
, !- Vertex 14 X-coordinate {m}
, !- Vertex 14 Y-coordinate {m}
, !- Vertex 14 Z-coordinate {m}
, !- Vertex 15 X-coordinate {m}
, !- Vertex 15 Y-coordinate {m}
, !- Vertex 15 Z-coordinate {m}
, !- Vertex 16 X-coordinate {m}
, !- Vertex 16 Y-coordinate {m}
, !- Vertex 16 Z-coordinate {m}
, !- Vertex 17 X-coordinate {m}
, !- Vertex 17 Y-coordinate {m}
, !- Vertex 17 Z-coordinate {m}
, !- Vertex 18 X-coordinate {m}
, !- Vertex 18 Y-coordinate {m}
, !- Vertex 18 Z-coordinate {m}
, !- Vertex 19 X-coordinate {m}
, !- Vertex 19 Y-coordinate {m}
, !- Vertex 19 Z-coordinate {m}
, !- Vertex 20 X-coordinate {m}
, !- Vertex 20 Y-coordinate {m}
; !- Vertex 20 Z-coordinate {m}
BuildingSurface:Detailed,
L1S1-SalesNorth_Srf_11, !- Name
Wall, !- Surface Type
Hole, !- Construction Name
L1S1-SalesNorth Thermal Zone, !- Zone Name
Surface, !- Outside Boundary Condition
L1S1-Backstock_Srf_6, !- Outside Boundary Condition Object
NoSun, !- Sun Exposure
NoWind, !- Wind Exposure
, !- View Factor to Ground
4, !- Number of Vertices
50.688, !- Vertex 1 X-coordinate {m}
58.369, !- Vertex 1 Y-coordinate {m}
2.819, !- Vertex 1 Z-coordinate {m}
50.688, !- Vertex 2 X-coordinate {m}
58.369, !- Vertex 2 Y-coordinate {m}
2.134, !- Vertex 2 Z-coordinate {m}
50.688, !- Vertex 3 X-coordinate {m}
57.812, !- Vertex 3 Y-coordinate {m}
2.134, !- Vertex 3 Z-coordinate {m}
50.688, !- Vertex 4 X-coordinate {m}
57.812, !- Vertex 4 Y-coordinate {m}
2.819, !- Vertex 4 Z-coordinate {m}
, !- Vertex 5 X-coordinate {m}
, !- Vertex 5 Y-coordinate {m}
, !- Vertex 5 Z-coordinate {m}
, !- Vertex 6 X-coordinate {m}
, !- Vertex 6 Y-coordinate {m}
, !- Vertex 6 Z-coordinate {m}
, !- Vertex 7 X-coordinate {m}
, !- Vertex 7 Y-coordinate {m}
, !- Vertex 7 Z-coordinate {m}
, !- Vertex 8 X-coordinate {m}
, !- Vertex 8 Y-coordinate {m}
, !- Vertex 8 Z-coordinate {m}
, !- Vertex 9 X-coordinate {m}
, !- Vertex 9 Y-coordinate {m}
, !- Vertex 9 Z-coordinate {m}
, !- Vertex 10 X-coordinate {m}
, !- Vertex 10 Y-coordinate {m}
, !- Vertex 10 Z-coordinate {m}
, !- Vertex 11 X-coordinate {m}
, !- Vertex 11 Y-coordinate {m}
, !- Vertex 11 Z-coordinate {m}
, !- Vertex 12 X-coordinate {m}
, !- Vertex 12 Y-coordinate {m}
, !- Vertex 12 Z-coordinate {m}
, !- Vertex 13 X-coordinate {m}
, !- Vertex 13 Y-coordinate {m}
, !- Vertex 13 Z-coordinate {m}
, !- Vertex 14 X-coordinate {m}
, !- Vertex 14 Y-coordinate {m}
, !- Vertex 14 Z-coordinate {m}
, !- Vertex 15 X-coordinate {m}
, !- Vertex 15 Y-coordinate {m}
, !- Vertex 15 Z-coordinate {m}
, !- Vertex 16 X-coordinate {m}
, !- Vertex 16 Y-coordinate {m}
, !- Vertex 16 Z-coordinate {m}
, !- Vertex 17 X-coordinate {m}
, !- Vertex 17 Y-coordinate {m}
, !- Vertex 17 Z-coordinate {m}
, !- Vertex 18 X-coordinate {m}
, !- Vertex 18 Y-coordinate {m}
, !- Vertex 18 Z-coordinate {m}
, !- Vertex 19 X-coordinate {m}
, !- Vertex 19 Y-coordinate {m}
, !- Vertex 19 Z-coordinate {m}
, !- Vertex 20 X-coordinate {m}
, !- Vertex 20 Y-coordinate {m}
; !- Vertex 20 Z-coordinate {m}
BuildingSurface:Detailed,
L1S1-SalesNorth_Srf_12, !- Name
Wall, !- Surface Type
Hole, !- Construction Name
L1S1-SalesNorth Thermal Zone, !- Zone Name
Surface, !- Outside Boundary Condition
L1S1-DairyCooler_Srf_7, !- Outside Boundary Condition Object
NoSun, !- Sun Exposure
NoWind, !- Wind Exposure
, !- View Factor to Ground
4, !- Number of Vertices
44.444, !- Vertex 1 X-coordinate {m}
57.812, !- Vertex 1 Y-coordinate {m}
2.819, !- Vertex 1 Z-coordinate {m}
44.444, !- Vertex 2 X-coordinate {m}
57.812, !- Vertex 2 Y-coordinate {m}
2.134, !- Vertex 2 Z-coordinate {m}
44.444, !- Vertex 3 X-coordinate {m}
56.479, !- Vertex 3 Y-coordinate {m}
2.134, !- Vertex 3 Z-coordinate {m}
44.444, !- Vertex 4 X-coordinate {m}
56.479, !- Vertex 4 Y-coordinate {m}
2.819, !- Vertex 4 Z-coordinate {m}
, !- Vertex 5 X-coordinate {m}
, !- Vertex 5 Y-coordinate {m}
, !- Vertex 5 Z-coordinate {m}
, !- Vertex 6 X-coordinate {m}
, !- Vertex 6 Y-coordinate {m}
, !- Vertex 6 Z-coordinate {m}
, !- Vertex 7 X-coordinate {m}
, !- Vertex 7 Y-coordinate {m}
, !- Vertex 7 Z-coordinate {m}
, !- Vertex 8 X-coordinate {m}
, !- Vertex 8 Y-coordinate {m}
, !- Vertex 8 Z-coordinate {m}
, !- Vertex 9 X-coordinate {m}
, !- Vertex 9 Y-coordinate {m}
, !- Vertex 9 Z-coordinate {m}
, !- Vertex 10 X-coordinate {m}
, !- Vertex 10 Y-coordinate {m}
, !- Vertex 10 Z-coordinate {m}
, !- Vertex 11 X-coordinate {m}
, !- Vertex 11 Y-coordinate {m}
, !- Vertex 11 Z-coordinate {m}
, !- Vertex 12 X-coordinate {m}
, !- Vertex 12 Y-coordinate {m}
, !- Vertex 12 Z-coordinate {m}
, !- Vertex 13 X-coordinate {m}
, !- Vertex 13 Y-coordinate {m}
, !- Vertex 13 Z-coordinate {m}
, !- Vertex 14 X-coordinate {m}
, !- Vertex 14 Y-coordinate {m}
, !- Vertex 14 Z-coordinate {m}
, !- Vertex 15 X-coordinate {m}
, !- Vertex 15 Y-coordinate {m}
, !- Vertex 15 Z-coordinate {m}
, !- Vertex 16 X-coordinate {m}
, !- Vertex 16 Y-coordinate {m}
, !- Vertex 16 Z-coordinate {m}
, !- Vertex 17 X-coordinate {m}
, !- Vertex 17 Y-coordinate {m}
, !- Vertex 17 Z-coordinate {m}
, !- Vertex 18 X-coordinate {m}
, !- Vertex 18 Y-coordinate {m}
, !- Vertex 18 Z-coordinate {m}
, !- Vertex 19 X-coordinate {m}
, !- Vertex 19 Y-coordinate {m}
, !- Vertex 19 Z-coordinate {m}
, !- Vertex 20 X-coordinate {m}
, !- Vertex 20 Y-coordinate {m}
; !- Vertex 20 Z-coordinate {m}
BuildingSurface:Detailed,
L1S1-SalesNorth_Srf_13, !- Name
Wall, !- Surface Type
Hole, !- Construction Name
L1S1-SalesNorth Thermal Zone, !- Zone Name
Surface, !- Outside Boundary Condition
L1S1-SalesRefrigerationReachInDairy2_Srf_1, !- Outside Boundary Condition Object
NoSun, !- Sun Exposure
NoWind, !- Wind Exposure
, !- View Factor to Ground
4, !- Number of Vertices
44.444, !- Vertex 1 X-coordinate {m}
56.479, !- Vertex 1 Y-coordinate {m}
2.819, !- Vertex 1 Z-coordinate {m}
44.444, !- Vertex 2 X-coordinate {m}
56.479, !- Vertex 2 Y-coordinate {m}
2.134, !- Vertex 2 Z-coordinate {m}
45.872, !- Vertex 3 X-coordinate {m}
55.474, !- Vertex 3 Y-coordinate {m}
2.134, !- Vertex 3 Z-coordinate {m}
45.872, !- Vertex 4 X-coordinate {m}
55.474, !- Vertex 4 Y-coordinate {m}
2.819, !- Vertex 4 Z-coordinate {m}
, !- Vertex 5 X-coordinate {m}
, !- Vertex 5 Y-coordinate {m}
, !- Vertex 5 Z-coordinate {m}
, !- Vertex 6 X-coordinate {m}
, !- Vertex 6 Y-coordinate {m}
, !- Vertex 6 Z-coordinate {m}
, !- Vertex 7 X-coordinate {m}
, !- Vertex 7 Y-coordinate {m}
, !- Vertex 7 Z-coordinate {m}
, !- Vertex 8 X-coordinate {m}
, !- Vertex 8 Y-coordinate {m}
, !- Vertex 8 Z-coordinate {m}
, !- Vertex 9 X-coordinate {m}
, !- Vertex 9 Y-coordinate {m}
, !- Vertex 9 Z-coordinate {m}
, !- Vertex 10 X-coordinate {m}
, !- Vertex 10 Y-coordinate {m}
, !- Vertex 10 Z-coordinate {m}
, !- Vertex 11 X-coordinate {m}
, !- Vertex 11 Y-coordinate {m}
, !- Vertex 11 Z-coordinate {m}
, !- Vertex 12 X-coordinate {m}
, !- Vertex 12 Y-coordinate {m}
, !- Vertex 12 Z-coordinate {m}
, !- Vertex 13 X-coordinate {m}
, !- Vertex 13 Y-coordinate {m}
, !- Vertex 13 Z-coordinate {m}
, !- Vertex 14 X-coordinate {m}
, !- Vertex 14 Y-coordinate {m}
, !- Vertex 14 Z-coordinate {m}
, !- Vertex 15 X-coordinate {m}
, !- Vertex 15 Y-coordinate {m}
, !- Vertex 15 Z-coordinate {m}
, !- Vertex 16 X-coordinate {m}
, !- Vertex 16 Y-coordinate {m}
, !- Vertex 16 Z-coordinate {m}
, !- Vertex 17 X-coordinate {m}
, !- Vertex 17 Y-coordinate {m}
, !- Vertex 17 Z-coordinate {m}
, !- Vertex 18 X-coordinate {m}
, !- Vertex 18 Y-coordinate {m}
, !- Vertex 18 Z-coordinate {m}
, !- Vertex 19 X-coordinate {m}
, !- Vertex 19 Y-coordinate {m}
, !- Vertex 19 Z-coordinate {m}
, !- Vertex 20 X-coordinate {m}
, !- Vertex 20 Y-coordinate {m}
; !- Vertex 20 Z-coordinate {m}
BuildingSurface:Detailed,
L1S1-SalesNorth_Srf_14, !- Name
Wall, !- Surface Type
Hole, !- Construction Name
L1S1-SalesNorth Thermal Zone, !- Zone Name
Surface, !- Outside Boundary Condition
L1S1-SalesAisle1_Srf_7, !- Outside Boundary Condition Object
NoSun, !- Sun Exposure
NoWind, !- Wind Exposure
, !- View Factor to Ground
4, !- Number of Vertices
45.872, !- Vertex 1 X-coordinate {m}
53.584, !- Vertex 1 Y-coordinate {m}
2.819, !- Vertex 1 Z-coordinate {m}
45.872, !- Vertex 2 X-coordinate {m}
53.584, !- Vertex 2 Y-coordinate {m}
2.134, !- Vertex 2 Z-coordinate {m}
53.005, !- Vertex 3 X-coordinate {m}
53.584, !- Vertex 3 Y-coordinate {m}
2.134, !- Vertex 3 Z-coordinate {m}
53.005, !- Vertex 4 X-coordinate {m}
53.584, !- Vertex 4 Y-coordinate {m}
2.819, !- Vertex 4 Z-coordinate {m}
, !- Vertex 5 X-coordinate {m}
, !- Vertex 5 Y-coordinate {m}
, !- Vertex 5 Z-coordinate {m}
, !- Vertex 6 X-coordinate {m}
, !- Vertex 6 Y-coordinate {m}
, !- Vertex 6 Z-coordinate {m}
, !- Vertex 7 X-coordinate {m}
, !- Vertex 7 Y-coordinate {m}
, !- Vertex 7 Z-coordinate {m}
, !- Vertex 8 X-coordinate {m}
, !- Vertex 8 Y-coordinate {m}
, !- Vertex 8 Z-coordinate {m}
, !- Vertex 9 X-coordinate {m}
, !- Vertex 9 Y-coordinate {m}
, !- Vertex 9 Z-coordinate {m}
, !- Vertex 10 X-coordinate {m}
, !- Vertex 10 Y-coordinate {m}
, !- Vertex 10 Z-coordinate {m}
, !- Vertex 11 X-coordinate {m}
, !- Vertex 11 Y-coordinate {m}
, !- Vertex 11 Z-coordinate {m}
, !- Vertex 12 X-coordinate {m}
, !- Vertex 12 Y-coordinate {m}
, !- Vertex 12 Z-coordinate {m}
, !- Vertex 13 X-coordinate {m}
, !- Vertex 13 Y-coordinate {m}
, !- Vertex 13 Z-coordinate {m}
, !- Vertex 14 X-coordinate {m}
, !- Vertex 14 Y-coordinate {m}
, !- Vertex 14 Z-coordinate {m}
, !- Vertex 15 X-coordinate {m}
, !- Vertex 15 Y-coordinate {m}
, !- Vertex 15 Z-coordinate {m}
, !- Vertex 16 X-coordinate {m}
, !- Vertex 16 Y-coordinate {m}
, !- Vertex 16 Z-coordinate {m}
, !- Vertex 17 X-coordinate {m}
, !- Vertex 17 Y-coordinate {m}
, !- Vertex 17 Z-coordinate {m}
, !- Vertex 18 X-coordinate {m}
, !- Vertex 18 Y-coordinate {m}
, !- Vertex 18 Z-coordinate {m}
, !- Vertex 19 X-coordinate {m}
, !- Vertex 19 Y-coordinate {m}
, !- Vertex 19 Z-coordinate {m}
, !- Vertex 20 X-coordinate {m}
, !- Vertex 20 Y-coordinate {m}
; !- Vertex 20 Z-coordinate {m}
BuildingSurface:Detailed,
L1S1-SalesNorth_Srf_15, !- Name
Wall, !- Surface Type
Wall_Exterior, !- Construction Name
L1S1-SalesNorth Thermal Zone, !- Zone Name
Outdoors, !- Outside Boundary Condition
, !- Outside Boundary Condition Object
SunExposed, !- Sun Exposure
WindExposed, !- Wind Exposure
, !- View Factor to Ground
4, !- Number of Vertices
74.219, !- Vertex 1 X-coordinate {m}
53.584, !- Vertex 1 Y-coordinate {m}
2.819, !- Vertex 1 Z-coordinate {m}
74.219, !- Vertex 2 X-coordinate {m}
53.584, !- Vertex 2 Y-coordinate {m}
2.134, !- Vertex 2 Z-coordinate {m}
74.219, !- Vertex 3 X-coordinate {m}
58.339, !- Vertex 3 Y-coordinate {m}
2.134, !- Vertex 3 Z-coordinate {m}
74.219, !- Vertex 4 X-coordinate {m}
58.339, !- Vertex 4 Y-coordinate {m}
2.819, !- Vertex 4 Z-coordinate {m}
, !- Vertex 5 X-coordinate {m}
, !- Vertex 5 Y-coordinate {m}
, !- Vertex 5 Z-coordinate {m}
, !- Vertex 6 X-coordinate {m}
, !- Vertex 6 Y-coordinate {m}
, !- Vertex 6 Z-coordinate {m}
, !- Vertex 7 X-coordinate {m}
, !- Vertex 7 Y-coordinate {m}
, !- Vertex 7 Z-coordinate {m}
, !- Vertex 8 X-coordinate {m}
, !- Vertex 8 Y-coordinate {m}
, !- Vertex 8 Z-coordinate {m}
, !- Vertex 9 X-coordinate {m}
, !- Vertex 9 Y-coordinate {m}
, !- Vertex 9 Z-coordinate {m}
, !- Vertex 10 X-coordinate {m}
, !- Vertex 10 Y-coordinate {m}
, !- Vertex 10 Z-coordinate {m}
, !- Vertex 11 X-coordinate {m}
, !- Vertex 11 Y-coordinate {m}
, !- Vertex 11 Z-coordinate {m}
, !- Vertex 12 X-coordinate {m}
, !- Vertex 12 Y-coordinate {m}
, !- Vertex 12 Z-coordinate {m}
, !- Vertex 13 X-coordinate {m}
, !- Vertex 13 Y-coordinate {m}
, !- Vertex 13 Z-coordinate {m}
, !- Vertex 14 X-coordinate {m}
, !- Vertex 14 Y-coordinate {m}
, !- Vertex 14 Z-coordinate {m}
, !- Vertex 15 X-coordinate {m}
, !- Vertex 15 Y-coordinate {m}
, !- Vertex 15 Z-coordinate {m}
, !- Vertex 16 X-coordinate {m}
, !- Vertex 16 Y-coordinate {m}
, !- Vertex 16 Z-coordinate {m}
, !- Vertex 17 X-coordinate {m}
, !- Vertex 17 Y-coordinate {m}
, !- Vertex 17 Z-coordinate {m}
, !- Vertex 18 X-coordinate {m}
, !- Vertex 18 Y-coordinate {m}
, !- Vertex 18 Z-coordinate {m}
, !- Vertex 19 X-coordinate {m}
, !- Vertex 19 Y-coordinate {m}
, !- Vertex 19 Z-coordinate {m}
, !- Vertex 20 X-coordinate {m}
, !- Vertex 20 Y-coordinate {m}
; !- Vertex 20 Z-coordinate {m}
BuildingSurface:Detailed,
L1S1-SalesNorth_Srf_16, !- Name
Wall, !- Surface Type
Wall_Exterior, !- Construction Name
L1S1-SalesNorth Thermal Zone, !- Zone Name
Outdoors, !- Outside Boundary Condition
, !- Outside Boundary Condition Object
SunExposed, !- Sun Exposure
WindExposed, !- Wind Exposure
, !- View Factor to Ground
4, !- Number of Vertices
74.219, !- Vertex 1 X-coordinate {m}
58.339, !- Vertex 1 Y-coordinate {m}
2.819, !- Vertex 1 Z-coordinate {m}
74.219, !- Vertex 2 X-coordinate {m}
58.339, !- Vertex 2 Y-coordinate {m}
2.134, !- Vertex 2 Z-coordinate {m}
64.557, !- Vertex 3 X-coordinate {m}
58.339, !- Vertex 3 Y-coordinate {m}
2.134, !- Vertex 3 Z-coordinate {m}
64.557, !- Vertex 4 X-coordinate {m}
58.339, !- Vertex 4 Y-coordinate {m}
2.819, !- Vertex 4 Z-coordinate {m}
, !- Vertex 5 X-coordinate {m}
, !- Vertex 5 Y-coordinate {m}
, !- Vertex 5 Z-coordinate {m}
, !- Vertex 6 X-coordinate {m}
, !- Vertex 6 Y-coordinate {m}
, !- Vertex 6 Z-coordinate {m}
, !- Vertex 7 X-coordinate {m}
, !- Vertex 7 Y-coordinate {m}
, !- Vertex 7 Z-coordinate {m}
, !- Vertex 8 X-coordinate {m}
, !- Vertex 8 Y-coordinate {m}
, !- Vertex 8 Z-coordinate {m}
, !- Vertex 9 X-coordinate {m}
, !- Vertex 9 Y-coordinate {m}
, !- Vertex 9 Z-coordinate {m}
, !- Vertex 10 X-coordinate {m}
, !- Vertex 10 Y-coordinate {m}
, !- Vertex 10 Z-coordinate {m}
, !- Vertex 11 X-coordinate {m}
, !- Vertex 11 Y-coordinate {m}
, !- Vertex 11 Z-coordinate {m}
, !- Vertex 12 X-coordinate {m}
, !- Vertex 12 Y-coordinate {m}
, !- Vertex 12 Z-coordinate {m}
, !- Vertex 13 X-coordinate {m}
, !- Vertex 13 Y-coordinate {m}
, !- Vertex 13 Z-coordinate {m}
, !- Vertex 14 X-coordinate {m}
, !- Vertex 14 Y-coordinate {m}
, !- Vertex 14 Z-coordinate {m}
, !- Vertex 15 X-coordinate {m}
, !- Vertex 15 Y-coordinate {m}
, !- Vertex 15 Z-coordinate {m}
, !- Vertex 16 X-coordinate {m}
, !- Vertex 16 Y-coordinate {m}
, !- Vertex 16 Z-coordinate {m}
, !- Vertex 17 X-coordinate {m}
, !- Vertex 17 Y-coordinate {m}
, !- Vertex 17 Z-coordinate {m}
, !- Vertex 18 X-coordinate {m}
, !- Vertex 18 Y-coordinate {m}
, !- Vertex 18 Z-coordinate {m}
, !- Vertex 19 X-coordinate {m}
, !- Vertex 19 Y-coordinate {m}
, !- Vertex 19 Z-coordinate {m}
, !- Vertex 20 X-coordinate {m}
, !- Vertex 20 Y-coordinate {m}
; !- Vertex 20 Z-coordinate {m}
BuildingSurface:Detailed,
L1S1-SalesNorth_Srf_17, !- Name
Wall, !- Surface Type
Wall_Exterior, !- Construction Name
L1S1-SalesNorth Thermal Zone, !- Zone Name
Outdoors, !- Outside Boundary Condition
, !- Outside Boundary Condition Object
SunExposed, !- Sun Exposure
WindExposed, !- Wind Exposure
, !- View Factor to Ground
4, !- Number of Vertices
50.688, !- Vertex 1 X-coordinate {m}
57.812, !- Vertex 1 Y-coordinate {m}
2.819, !- Vertex 1 Z-coordinate {m}
50.688, !- Vertex 2 X-coordinate {m}
57.812, !- Vertex 2 Y-coordinate {m}
2.134, !- Vertex 2 Z-coordinate {m}
44.444, !- Vertex 3 X-coordinate {m}
57.812, !- Vertex 3 Y-coordinate {m}
2.134, !- Vertex 3 Z-coordinate {m}
44.444, !- Vertex 4 X-coordinate {m}
57.812, !- Vertex 4 Y-coordinate {m}
2.819, !- Vertex 4 Z-coordinate {m}
, !- Vertex 5 X-coordinate {m}
, !- Vertex 5 Y-coordinate {m}
, !- Vertex 5 Z-coordinate {m}
, !- Vertex 6 X-coordinate {m}
, !- Vertex 6 Y-coordinate {m}
, !- Vertex 6 Z-coordinate {m}
, !- Vertex 7 X-coordinate {m}
, !- Vertex 7 Y-coordinate {m}
, !- Vertex 7 Z-coordinate {m}
, !- Vertex 8 X-coordinate {m}
, !- Vertex 8 Y-coordinate {m}
, !- Vertex 8 Z-coordinate {m}
, !- Vertex 9 X-coordinate {m}
, !- Vertex 9 Y-coordinate {m}
, !- Vertex 9 Z-coordinate {m}
, !- Vertex 10 X-coordinate {m}
, !- Vertex 10 Y-coordinate {m}
, !- Vertex 10 Z-coordinate {m}
, !- Vertex 11 X-coordinate {m}
, !- Vertex 11 Y-coordinate {m}
, !- Vertex 11 Z-coordinate {m}
, !- Vertex 12 X-coordinate {m}
, !- Vertex 12 Y-coordinate {m}
, !- Vertex 12 Z-coordinate {m}
, !- Vertex 13 X-coordinate {m}
, !- Vertex 13 Y-coordinate {m}
, !- Vertex 13 Z-coordinate {m}
, !- Vertex 14 X-coordinate {m}
, !- Vertex 14 Y-coordinate {m}
, !- Vertex 14 Z-coordinate {m}
, !- Vertex 15 X-coordinate {m}
, !- Vertex 15 Y-coordinate {m}
, !- Vertex 15 Z-coordinate {m}
, !- Vertex 16 X-coordinate {m}
, !- Vertex 16 Y-coordinate {m}
, !- Vertex 16 Z-coordinate {m}
, !- Vertex 17 X-coordinate {m}
, !- Vertex 17 Y-coordinate {m}
, !- Vertex 17 Z-coordinate {m}
, !- Vertex 18 X-coordinate {m}
, !- Vertex 18 Y-coordinate {m}
, !- Vertex 18 Z-coordinate {m}
, !- Vertex 19 X-coordinate {m}
, !- Vertex 19 Y-coordinate {m}
, !- Vertex 19 Z-coordinate {m}
, !- Vertex 20 X-coordinate {m}
, !- Vertex 20 Y-coordinate {m}
; !- Vertex 20 Z-coordinate {m}
BuildingSurface:Detailed,
L1S1-SalesNorth_Srf_18, !- Name
Floor, !- Surface Type
Hole, !- Construction Name
L1S1-SalesNorth Thermal Zone, !- Zone Name
outdoors, !- Outside Boundary Condition
, !- Outside Boundary Condition Object
SunExposed, !- Sun Exposure
WindExposed, !- Wind Exposure
, !- View Factor to Ground
20, !- Number of Vertices
74.219, !- Vertex 1 X-coordinate {m}
58.339, !- Vertex 1 Y-coordinate {m}
2.134, !- Vertex 1 Z-coordinate {m}
74.219, !- Vertex 2 X-coordinate {m}
53.584, !- Vertex 2 Y-coordinate {m}
2.134, !- Vertex 2 Z-coordinate {m}
72.847, !- Vertex 3 X-coordinate {m}
53.584, !- Vertex 3 Y-coordinate {m}
2.134, !- Vertex 3 Z-coordinate {m}
72.847, !- Vertex 4 X-coordinate {m}
54.529, !- Vertex 4 Y-coordinate {m}
2.134, !- Vertex 4 Z-coordinate {m}
68.001, !- Vertex 5 X-coordinate {m}
54.529, !- Vertex 5 Y-coordinate {m}
2.134, !- Vertex 5 Z-coordinate {m}
68.001, !- Vertex 6 X-coordinate {m}
52.767, !- Vertex 6 Y-coordinate {m}
2.134, !- Vertex 6 Z-coordinate {m}
63.856, !- Vertex 7 X-coordinate {m}
52.767, !- Vertex 7 Y-coordinate {m}
2.134, !- Vertex 7 Z-coordinate {m}
63.856, !- Vertex 8 X-coordinate {m}
53.193, !- Vertex 8 Y-coordinate {m}
2.134, !- Vertex 8 Z-coordinate {m}
53.005, !- Vertex 9 X-coordinate {m}
53.193, !- Vertex 9 Y-coordinate {m}
2.134, !- Vertex 9 Z-coordinate {m}
53.005, !- Vertex 10 X-coordinate {m}
53.584, !- Vertex 10 Y-coordinate {m}
2.134, !- Vertex 10 Z-coordinate {m}
45.872, !- Vertex 11 X-coordinate {m}
53.584, !- Vertex 11 Y-coordinate {m}
2.134, !- Vertex 11 Z-coordinate {m}
45.872, !- Vertex 12 X-coordinate {m}
55.474, !- Vertex 12 Y-coordinate {m}
2.134, !- Vertex 12 Z-coordinate {m}
44.444, !- Vertex 13 X-coordinate {m}
56.479, !- Vertex 13 Y-coordinate {m}
2.134, !- Vertex 13 Z-coordinate {m}
44.444, !- Vertex 14 X-coordinate {m}
57.812, !- Vertex 14 Y-coordinate {m}
2.134, !- Vertex 14 Z-coordinate {m}
50.688, !- Vertex 15 X-coordinate {m}
57.812, !- Vertex 15 Y-coordinate {m}
2.134, !- Vertex 15 Z-coordinate {m}
50.688, !- Vertex 16 X-coordinate {m}
58.369, !- Vertex 16 Y-coordinate {m}
2.134, !- Vertex 16 Z-coordinate {m}
54.529, !- Vertex 17 X-coordinate {m}
58.369, !- Vertex 17 Y-coordinate {m}
2.134, !- Vertex 17 Z-coordinate {m}
54.529, !- Vertex 18 X-coordinate {m}
57.812, !- Vertex 18 Y-coordinate {m}
2.134, !- Vertex 18 Z-coordinate {m}
64.557, !- Vertex 19 X-coordinate {m}
57.812, !- Vertex 19 Y-coordinate {m}
2.134, !- Vertex 19 Z-coordinate {m}
64.557, !- Vertex 20 X-coordinate {m}
58.339, !- Vertex 20 Y-coordinate {m}
2.134; !- Vertex 20 Z-coordinate {m}
BuildingSurface:Detailed,
L1S1-SalesNorth_Srf_19, !- Name
Roof, !- Surface Type
Roof_BOH, !- Construction Name
L1S1-SalesNorth Thermal Zone, !- Zone Name
Outdoors, !- Outside Boundary Condition
, !- Outside Boundary Condition Object
SunExposed, !- Sun Exposure
WindExposed, !- Wind Exposure
, !- View Factor to Ground
20, !- Number of Vertices
44.444, !- Vertex 1 X-coordinate {m}
57.812, !- Vertex 1 Y-coordinate {m}
2.819, !- Vertex 1 Z-coordinate {m}
44.444, !- Vertex 2 X-coordinate {m}
56.479, !- Vertex 2 Y-coordinate {m}
2.819, !- Vertex 2 Z-coordinate {m}
45.872, !- Vertex 3 X-coordinate {m}
55.474, !- Vertex 3 Y-coordinate {m}
2.819, !- Vertex 3 Z-coordinate {m}
45.872, !- Vertex 4 X-coordinate {m}
53.584, !- Vertex 4 Y-coordinate {m}
2.819, !- Vertex 4 Z-coordinate {m}
53.005, !- Vertex 5 X-coordinate {m}
53.584, !- Vertex 5 Y-coordinate {m}
2.819, !- Vertex 5 Z-coordinate {m}
53.005, !- Vertex 6 X-coordinate {m}
53.193, !- Vertex 6 Y-coordinate {m}
2.819, !- Vertex 6 Z-coordinate {m}
63.856, !- Vertex 7 X-coordinate {m}
53.193, !- Vertex 7 Y-coordinate {m}
2.819, !- Vertex 7 Z-coordinate {m}
63.856, !- Vertex 8 X-coordinate {m}
52.767, !- Vertex 8 Y-coordinate {m}
2.819, !- Vertex 8 Z-coordinate {m}
68.001, !- Vertex 9 X-coordinate {m}
52.767, !- Vertex 9 Y-coordinate {m}
2.819, !- Vertex 9 Z-coordinate {m}
68.001, !- Vertex 10 X-coordinate {m}
54.529, !- Vertex 10 Y-coordinate {m}
2.819, !- Vertex 10 Z-coordinate {m}
72.847, !- Vertex 11 X-coordinate {m}
54.529, !- Vertex 11 Y-coordinate {m}
2.819, !- Vertex 11 Z-coordinate {m}
72.847, !- Vertex 12 X-coordinate {m}
53.584, !- Vertex 12 Y-coordinate {m}
2.819, !- Vertex 12 Z-coordinate {m}
74.219, !- Vertex 13 X-coordinate {m}
53.584, !- Vertex 13 Y-coordinate {m}
2.819, !- Vertex 13 Z-coordinate {m}
74.219, !- Vertex 14 X-coordinate {m}
58.339, !- Vertex 14 Y-coordinate {m}
2.819, !- Vertex 14 Z-coordinate {m}
64.557, !- Vertex 15 X-coordinate {m}
58.339, !- Vertex 15 Y-coordinate {m}
2.819, !- Vertex 15 Z-coordinate {m}
64.557, !- Vertex 16 X-coordinate {m}
57.812, !- Vertex 16 Y-coordinate {m}
2.819, !- Vertex 16 Z-coordinate {m}
54.529, !- Vertex 17 X-coordinate {m}
57.812, !- Vertex 17 Y-coordinate {m}
2.819, !- Vertex 17 Z-coordinate {m}
54.529, !- Vertex 18 X-coordinate {m}
58.369, !- Vertex 18 Y-coordinate {m}
2.819, !- Vertex 18 Z-coordinate {m}
50.688, !- Vertex 19 X-coordinate {m}
58.369, !- Vertex 19 Y-coordinate {m}
2.819, !- Vertex 19 Z-coordinate {m}
50.688, !- Vertex 20 X-coordinate {m}
57.812, !- Vertex 20 Y-coordinate {m}
2.819; !- Vertex 20 Z-coordinate {m}
BuildingSurface:Detailed,
L1S1-SalesNorth_Srf_2, !- Name
Wall, !- Surface Type
Wall_Exterior, !- Construction Name
L1S1-SalesNorth Thermal Zone, !- Zone Name
Outdoors, !- Outside Boundary Condition
, !- Outside Boundary Condition Object
SunExposed, !- Sun Exposure
WindExposed, !- Wind Exposure
, !- View Factor to Ground
4, !- Number of Vertices
45.872, !- Vertex 1 X-coordinate {m}
55.474, !- Vertex 1 Y-coordinate {m}
2.819, !- Vertex 1 Z-coordinate {m}
45.872, !- Vertex 2 X-coordinate {m}
55.474, !- Vertex 2 Y-coordinate {m}
2.134, !- Vertex 2 Z-coordinate {m}
45.872, !- Vertex 3 X-coordinate {m}
53.584, !- Vertex 3 Y-coordinate {m}
2.134, !- Vertex 3 Z-coordinate {m}
45.872, !- Vertex 4 X-coordinate {m}
53.584, !- Vertex 4 Y-coordinate {m}
2.819, !- Vertex 4 Z-coordinate {m}
, !- Vertex 5 X-coordinate {m}
, !- Vertex 5 Y-coordinate {m}
, !- Vertex 5 Z-coordinate {m}
, !- Vertex 6 X-coordinate {m}
, !- Vertex 6 Y-coordinate {m}
, !- Vertex 6 Z-coordinate {m}
, !- Vertex 7 X-coordinate {m}
, !- Vertex 7 Y-coordinate {m}
, !- Vertex 7 Z-coordinate {m}
, !- Vertex 8 X-coordinate {m}
, !- Vertex 8 Y-coordinate {m}
, !- Vertex 8 Z-coordinate {m}
, !- Vertex 9 X-coordinate {m}
, !- Vertex 9 Y-coordinate {m}
, !- Vertex 9 Z-coordinate {m}
, !- Vertex 10 X-coordinate {m}
, !- Vertex 10 Y-coordinate {m}
, !- Vertex 10 Z-coordinate {m}
, !- Vertex 11 X-coordinate {m}
, !- Vertex 11 Y-coordinate {m}
, !- Vertex 11 Z-coordinate {m}
, !- Vertex 12 X-coordinate {m}
, !- Vertex 12 Y-coordinate {m}
, !- Vertex 12 Z-coordinate {m}
, !- Vertex 13 X-coordinate {m}
, !- Vertex 13 Y-coordinate {m}
, !- Vertex 13 Z-coordinate {m}
, !- Vertex 14 X-coordinate {m}
, !- Vertex 14 Y-coordinate {m}
, !- Vertex 14 Z-coordinate {m}
, !- Vertex 15 X-coordinate {m}
, !- Vertex 15 Y-coordinate {m}
, !- Vertex 15 Z-coordinate {m}
, !- Vertex 16 X-coordinate {m}
, !- Vertex 16 Y-coordinate {m}
, !- Vertex 16 Z-coordinate {m}
, !- Vertex 17 X-coordinate {m}
, !- Vertex 17 Y-coordinate {m}
, !- Vertex 17 Z-coordinate {m}
, !- Vertex 18 X-coordinate {m}
, !- Vertex 18 Y-coordinate {m}
, !- Vertex 18 Z-coordinate {m}
, !- Vertex 19 X-coordinate {m}
, !- Vertex 19 Y-coordinate {m}
, !- Vertex 19 Z-coordinate {m}
, !- Vertex 20 X-coordinate {m}
, !- Vertex 20 Y-coordinate {m}
; !- Vertex 20 Z-coordinate {m}
BuildingSurface:Detailed,
L1S1-SalesNorth_Srf_20, !- Name
Wall, !- Surface Type
Wall_Exterior, !- Construction Name
L1S1-SalesNorth Thermal Zone, !- Zone Name
Outdoors, !- Outside Boundary Condition
, !- Outside Boundary Condition Object
SunExposed, !- Sun Exposure
WindExposed, !- Wind Exposure
, !- View Factor to Ground
4, !- Number of Vertices
53.005, !- Vertex 1 X-coordinate {m}
53.193, !- Vertex 1 Y-coordinate {m}
2.819, !- Vertex 1 Z-coordinate {m}
53.005, !- Vertex 2 X-coordinate {m}
53.193, !- Vertex 2 Y-coordinate {m}
2.134, !- Vertex 2 Z-coordinate {m}
63.856, !- Vertex 3 X-coordinate {m}
53.193, !- Vertex 3 Y-coordinate {m}
2.134, !- Vertex 3 Z-coordinate {m}
63.856, !- Vertex 4 X-coordinate {m}
53.193, !- Vertex 4 Y-coordinate {m}
2.819, !- Vertex 4 Z-coordinate {m}
, !- Vertex 5 X-coordinate {m}
, !- Vertex 5 Y-coordinate {m}
, !- Vertex 5 Z-coordinate {m}
, !- Vertex 6 X-coordinate {m}
, !- Vertex 6 Y-coordinate {m}
, !- Vertex 6 Z-coordinate {m}
, !- Vertex 7 X-coordinate {m}
, !- Vertex 7 Y-coordinate {m}
, !- Vertex 7 Z-coordinate {m}
, !- Vertex 8 X-coordinate {m}
, !- Vertex 8 Y-coordinate {m}
, !- Vertex 8 Z-coordinate {m}
, !- Vertex 9 X-coordinate {m}
, !- Vertex 9 Y-coordinate {m}
, !- Vertex 9 Z-coordinate {m}
, !- Vertex 10 X-coordinate {m}
, !- Vertex 10 Y-coordinate {m}
, !- Vertex 10 Z-coordinate {m}
, !- Vertex 11 X-coordinate {m}
, !- Vertex 11 Y-coordinate {m}
, !- Vertex 11 Z-coordinate {m}
, !- Vertex 12 X-coordinate {m}
, !- Vertex 12 Y-coordinate {m}
, !- Vertex 12 Z-coordinate {m}
, !- Vertex 13 X-coordinate {m}
, !- Vertex 13 Y-coordinate {m}
, !- Vertex 13 Z-coordinate {m}
, !- Vertex 14 X-coordinate {m}
, !- Vertex 14 Y-coordinate {m}
, !- Vertex 14 Z-coordinate {m}
, !- Vertex 15 X-coordinate {m}
, !- Vertex 15 Y-coordinate {m}
, !- Vertex 15 Z-coordinate {m}
, !- Vertex 16 X-coordinate {m}
, !- Vertex 16 Y-coordinate {m}
, !- Vertex 16 Z-coordinate {m}
, !- Vertex 17 X-coordinate {m}
, !- Vertex 17 Y-coordinate {m}
, !- Vertex 17 Z-coordinate {m}
, !- Vertex 18 X-coordinate {m}
, !- Vertex 18 Y-coordinate {m}
, !- Vertex 18 Z-coordinate {m}
, !- Vertex 19 X-coordinate {m}
, !- Vertex 19 Y-coordinate {m}
, !- Vertex 19 Z-coordinate {m}
, !- Vertex 20 X-coordinate {m}
, !- Vertex 20 Y-coordinate {m}
; !- Vertex 20 Z-coordinate {m}
BuildingSurface:Detailed,
L1S1-SalesNorth_Srf_21, !- Name
Wall, !- Surface Type
Hole, !- Construction Name
L1S1-SalesNorth Thermal Zone, !- Zone Name
Surface, !- Outside Boundary Condition
L1S1-SalesRefrigerationAisle6_Srf_9, !- Outside Boundary Condition Object
NoSun, !- Sun Exposure
NoWind, !- Wind Exposure
, !- View Factor to Ground
4, !- Number of Vertices
63.856, !- Vertex 1 X-coordinate {m}
52.767, !- Vertex 1 Y-coordinate {m}
2.819, !- Vertex 1 Z-coordinate {m}
63.856, !- Vertex 2 X-coordinate {m}
52.767, !- Vertex 2 Y-coordinate {m}
2.134, !- Vertex 2 Z-coordinate {m}
68.001, !- Vertex 3 X-coordinate {m}
52.767, !- Vertex 3 Y-coordinate {m}
2.134, !- Vertex 3 Z-coordinate {m}
68.001, !- Vertex 4 X-coordinate {m}
52.767, !- Vertex 4 Y-coordinate {m}
2.819, !- Vertex 4 Z-coordinate {m}
, !- Vertex 5 X-coordinate {m}
, !- Vertex 5 Y-coordinate {m}
, !- Vertex 5 Z-coordinate {m}
, !- Vertex 6 X-coordinate {m}
, !- Vertex 6 Y-coordinate {m}
, !- Vertex 6 Z-coordinate {m}
, !- Vertex 7 X-coordinate {m}
, !- Vertex 7 Y-coordinate {m}
, !- Vertex 7 Z-coordinate {m}
, !- Vertex 8 X-coordinate {m}
, !- Vertex 8 Y-coordinate {m}
, !- Vertex 8 Z-coordinate {m}
, !- Vertex 9 X-coordinate {m}
, !- Vertex 9 Y-coordinate {m}
, !- Vertex 9 Z-coordinate {m}
, !- Vertex 10 X-coordinate {m}
, !- Vertex 10 Y-coordinate {m}
, !- Vertex 10 Z-coordinate {m}
, !- Vertex 11 X-coordinate {m}
, !- Vertex 11 Y-coordinate {m}
, !- Vertex 11 Z-coordinate {m}
, !- Vertex 12 X-coordinate {m}
, !- Vertex 12 Y-coordinate {m}
, !- Vertex 12 Z-coordinate {m}
, !- Vertex 13 X-coordinate {m}
, !- Vertex 13 Y-coordinate {m}
, !- Vertex 13 Z-coordinate {m}
, !- Vertex 14 X-coordinate {m}
, !- Vertex 14 Y-coordinate {m}
, !- Vertex 14 Z-coordinate {m}
, !- Vertex 15 X-coordinate {m}
, !- Vertex 15 Y-coordinate {m}
, !- Vertex 15 Z-coordinate {m}
, !- Vertex 16 X-coordinate {m}
, !- Vertex 16 Y-coordinate {m}
, !- Vertex 16 Z-coordinate {m}
, !- Vertex 17 X-coordinate {m}
, !- Vertex 17 Y-coordinate {m}
, !- Vertex 17 Z-coordinate {m}
, !- Vertex 18 X-coordinate {m}
, !- Vertex 18 Y-coordinate {m}
, !- Vertex 18 Z-coordinate {m}
, !- Vertex 19 X-coordinate {m}
, !- Vertex 19 Y-coordinate {m}
, !- Vertex 19 Z-coordinate {m}
, !- Vertex 20 X-coordinate {m}
, !- Vertex 20 Y-coordinate {m}
; !- Vertex 20 Z-coordinate {m}
BuildingSurface:Detailed,
L1S1-SalesNorth_Srf_3, !- Name
Wall, !- Surface Type
Wall_Exterior, !- Construction Name
L1S1-SalesNorth Thermal Zone, !- Zone Name
Outdoors, !- Outside Boundary Condition
, !- Outside Boundary Condition Object
SunExposed, !- Sun Exposure
WindExposed, !- Wind Exposure
, !- View Factor to Ground
4, !- Number of Vertices
53.005, !- Vertex 1 X-coordinate {m}
53.584, !- Vertex 1 Y-coordinate {m}
2.819, !- Vertex 1 Z-coordinate {m}
53.005, !- Vertex 2 X-coordinate {m}
53.584, !- Vertex 2 Y-coordinate {m}
2.134, !- Vertex 2 Z-coordinate {m}
53.005, !- Vertex 3 X-coordinate {m}
53.193, !- Vertex 3 Y-coordinate {m}
2.134, !- Vertex 3 Z-coordinate {m}
53.005, !- Vertex 4 X-coordinate {m}
53.193, !- Vertex 4 Y-coordinate {m}
2.819, !- Vertex 4 Z-coordinate {m}
, !- Vertex 5 X-coordinate {m}
, !- Vertex 5 Y-coordinate {m}
, !- Vertex 5 Z-coordinate {m}
, !- Vertex 6 X-coordinate {m}
, !- Vertex 6 Y-coordinate {m}
, !- Vertex 6 Z-coordinate {m}
, !- Vertex 7 X-coordinate {m}
, !- Vertex 7 Y-coordinate {m}
, !- Vertex 7 Z-coordinate {m}
, !- Vertex 8 X-coordinate {m}
, !- Vertex 8 Y-coordinate {m}
, !- Vertex 8 Z-coordinate {m}
, !- Vertex 9 X-coordinate {m}
, !- Vertex 9 Y-coordinate {m}
, !- Vertex 9 Z-coordinate {m}
, !- Vertex 10 X-coordinate {m}
, !- Vertex 10 Y-coordinate {m}
, !- Vertex 10 Z-coordinate {m}
, !- Vertex 11 X-coordinate {m}
, !- Vertex 11 Y-coordinate {m}
, !- Vertex 11 Z-coordinate {m}
, !- Vertex 12 X-coordinate {m}
, !- Vertex 12 Y-coordinate {m}
, !- Vertex 12 Z-coordinate {m}
, !- Vertex 13 X-coordinate {m}
, !- Vertex 13 Y-coordinate {m}
, !- Vertex 13 Z-coordinate {m}
, !- Vertex 14 X-coordinate {m}
, !- Vertex 14 Y-coordinate {m}
, !- Vertex 14 Z-coordinate {m}
, !- Vertex 15 X-coordinate {m}
, !- Vertex 15 Y-coordinate {m}
, !- Vertex 15 Z-coordinate {m}
, !- Vertex 16 X-coordinate {m}
, !- Vertex 16 Y-coordinate {m}
, !- Vertex 16 Z-coordinate {m}
, !- Vertex 17 X-coordinate {m}
, !- Vertex 17 Y-coordinate {m}
, !- Vertex 17 Z-coordinate {m}
, !- Vertex 18 X-coordinate {m}
, !- Vertex 18 Y-coordinate {m}
, !- Vertex 18 Z-coordinate {m}
, !- Vertex 19 X-coordinate {m}
, !- Vertex 19 Y-coordinate {m}
, !- Vertex 19 Z-coordinate {m}
, !- Vertex 20 X-coordinate {m}
, !- Vertex 20 Y-coordinate {m}
; !- Vertex 20 Z-coordinate {m}
BuildingSurface:Detailed,
L1S1-SalesNorth_Srf_4, !- Name
Wall, !- Surface Type
Hole, !- Construction Name
L1S1-SalesNorth Thermal Zone, !- Zone Name
Surface, !- Outside Boundary Condition
L1S1-SalesRefrigerationAisle6_Srf_0, !- Outside Boundary Condition Object
NoSun, !- Sun Exposure
NoWind, !- Wind Exposure
, !- View Factor to Ground
4, !- Number of Vertices
63.856, !- Vertex 1 X-coordinate {m}
53.193, !- Vertex 1 Y-coordinate {m}
2.819, !- Vertex 1 Z-coordinate {m}
63.856, !- Vertex 2 X-coordinate {m}
53.193, !- Vertex 2 Y-coordinate {m}
2.134, !- Vertex 2 Z-coordinate {m}
63.856, !- Vertex 3 X-coordinate {m}
52.767, !- Vertex 3 Y-coordinate {m}
2.134, !- Vertex 3 Z-coordinate {m}
63.856, !- Vertex 4 X-coordinate {m}
52.767, !- Vertex 4 Y-coordinate {m}
2.819, !- Vertex 4 Z-coordinate {m}
, !- Vertex 5 X-coordinate {m}
, !- Vertex 5 Y-coordinate {m}
, !- Vertex 5 Z-coordinate {m}
, !- Vertex 6 X-coordinate {m}
, !- Vertex 6 Y-coordinate {m}
, !- Vertex 6 Z-coordinate {m}
, !- Vertex 7 X-coordinate {m}
, !- Vertex 7 Y-coordinate {m}
, !- Vertex 7 Z-coordinate {m}
, !- Vertex 8 X-coordinate {m}
, !- Vertex 8 Y-coordinate {m}
, !- Vertex 8 Z-coordinate {m}
, !- Vertex 9 X-coordinate {m}
, !- Vertex 9 Y-coordinate {m}
, !- Vertex 9 Z-coordinate {m}
, !- Vertex 10 X-coordinate {m}
, !- Vertex 10 Y-coordinate {m}
, !- Vertex 10 Z-coordinate {m}
, !- Vertex 11 X-coordinate {m}
, !- Vertex 11 Y-coordinate {m}
, !- Vertex 11 Z-coordinate {m}
, !- Vertex 12 X-coordinate {m}
, !- Vertex 12 Y-coordinate {m}
, !- Vertex 12 Z-coordinate {m}
, !- Vertex 13 X-coordinate {m}
, !- Vertex 13 Y-coordinate {m}
, !- Vertex 13 Z-coordinate {m}
, !- Vertex 14 X-coordinate {m}
, !- Vertex 14 Y-coordinate {m}
, !- Vertex 14 Z-coordinate {m}
, !- Vertex 15 X-coordinate {m}
, !- Vertex 15 Y-coordinate {m}
, !- Vertex 15 Z-coordinate {m}
, !- Vertex 16 X-coordinate {m}
, !- Vertex 16 Y-coordinate {m}
, !- Vertex 16 Z-coordinate {m}
, !- Vertex 17 X-coordinate {m}
, !- Vertex 17 Y-coordinate {m}
, !- Vertex 17 Z-coordinate {m}
, !- Vertex 18 X-coordinate {m}
, !- Vertex 18 Y-coordinate {m}
, !- Vertex 18 Z-coordinate {m}
, !- Vertex 19 X-coordinate {m}
, !- Vertex 19 Y-coordinate {m}
, !- Vertex 19 Z-coordinate {m}
, !- Vertex 20 X-coordinate {m}
, !- Vertex 20 Y-coordinate {m}
; !- Vertex 20 Z-coordinate {m}
BuildingSurface:Detailed,
L1S1-SalesNorth_Srf_5, !- Name
Wall, !- Surface Type
Wall_Exterior, !- Construction Name
L1S1-SalesNorth Thermal Zone, !- Zone Name
Outdoors, !- Outside Boundary Condition
, !- Outside Boundary Condition Object
SunExposed, !- Sun Exposure
WindExposed, !- Wind Exposure
, !- View Factor to Ground
4, !- Number of Vertices
68.001, !- Vertex 1 X-coordinate {m}
52.767, !- Vertex 1 Y-coordinate {m}
2.819, !- Vertex 1 Z-coordinate {m}
68.001, !- Vertex 2 X-coordinate {m}
52.767, !- Vertex 2 Y-coordinate {m}
2.134, !- Vertex 2 Z-coordinate {m}
68.001, !- Vertex 3 X-coordinate {m}
54.529, !- Vertex 3 Y-coordinate {m}
2.134, !- Vertex 3 Z-coordinate {m}
68.001, !- Vertex 4 X-coordinate {m}
54.529, !- Vertex 4 Y-coordinate {m}
2.819, !- Vertex 4 Z-coordinate {m}
, !- Vertex 5 X-coordinate {m}
, !- Vertex 5 Y-coordinate {m}
, !- Vertex 5 Z-coordinate {m}
, !- Vertex 6 X-coordinate {m}
, !- Vertex 6 Y-coordinate {m}
, !- Vertex 6 Z-coordinate {m}
, !- Vertex 7 X-coordinate {m}
, !- Vertex 7 Y-coordinate {m}
, !- Vertex 7 Z-coordinate {m}
, !- Vertex 8 X-coordinate {m}
, !- Vertex 8 Y-coordinate {m}
, !- Vertex 8 Z-coordinate {m}
, !- Vertex 9 X-coordinate {m}
, !- Vertex 9 Y-coordinate {m}
, !- Vertex 9 Z-coordinate {m}
, !- Vertex 10 X-coordinate {m}
, !- Vertex 10 Y-coordinate {m}
, !- Vertex 10 Z-coordinate {m}
, !- Vertex 11 X-coordinate {m}
, !- Vertex 11 Y-coordinate {m}
, !- Vertex 11 Z-coordinate {m}
, !- Vertex 12 X-coordinate {m}
, !- Vertex 12 Y-coordinate {m}
, !- Vertex 12 Z-coordinate {m}
, !- Vertex 13 X-coordinate {m}
, !- Vertex 13 Y-coordinate {m}
, !- Vertex 13 Z-coordinate {m}
, !- Vertex 14 X-coordinate {m}
, !- Vertex 14 Y-coordinate {m}
, !- Vertex 14 Z-coordinate {m}
, !- Vertex 15 X-coordinate {m}
, !- Vertex 15 Y-coordinate {m}
, !- Vertex 15 Z-coordinate {m}
, !- Vertex 16 X-coordinate {m}
, !- Vertex 16 Y-coordinate {m}
, !- Vertex 16 Z-coordinate {m}
, !- Vertex 17 X-coordinate {m}
, !- Vertex 17 Y-coordinate {m}
, !- Vertex 17 Z-coordinate {m}
, !- Vertex 18 X-coordinate {m}
, !- Vertex 18 Y-coordinate {m}
, !- Vertex 18 Z-coordinate {m}
, !- Vertex 19 X-coordinate {m}
, !- Vertex 19 Y-coordinate {m}
, !- Vertex 19 Z-coordinate {m}
, !- Vertex 20 X-coordinate {m}
, !- Vertex 20 Y-coordinate {m}
; !- Vertex 20 Z-coordinate {m}
BuildingSurface:Detailed,
L1S1-SalesNorth_Srf_6, !- Name
Wall, !- Surface Type
Hole, !- Construction Name
L1S1-SalesNorth Thermal Zone, !- Zone Name
Surface, !- Outside Boundary Condition
L1S1-SpecialtyService_Srf_2, !- Outside Boundary Condition Object
NoSun, !- Sun Exposure
NoWind, !- Wind Exposure
, !- View Factor to Ground
4, !- Number of Vertices
68.001, !- Vertex 1 X-coordinate {m}
54.529, !- Vertex 1 Y-coordinate {m}
2.819, !- Vertex 1 Z-coordinate {m}
68.001, !- Vertex 2 X-coordinate {m}
54.529, !- Vertex 2 Y-coordinate {m}
2.134, !- Vertex 2 Z-coordinate {m}
72.847, !- Vertex 3 X-coordinate {m}
54.529, !- Vertex 3 Y-coordinate {m}
2.134, !- Vertex 3 Z-coordinate {m}
72.847, !- Vertex 4 X-coordinate {m}
54.529, !- Vertex 4 Y-coordinate {m}
2.819, !- Vertex 4 Z-coordinate {m}
, !- Vertex 5 X-coordinate {m}
, !- Vertex 5 Y-coordinate {m}
, !- Vertex 5 Z-coordinate {m}
, !- Vertex 6 X-coordinate {m}
, !- Vertex 6 Y-coordinate {m}
, !- Vertex 6 Z-coordinate {m}
, !- Vertex 7 X-coordinate {m}
, !- Vertex 7 Y-coordinate {m}
, !- Vertex 7 Z-coordinate {m}
, !- Vertex 8 X-coordinate {m}
, !- Vertex 8 Y-coordinate {m}
, !- Vertex 8 Z-coordinate {m}
, !- Vertex 9 X-coordinate {m}
, !- Vertex 9 Y-coordinate {m}
, !- Vertex 9 Z-coordinate {m}
, !- Vertex 10 X-coordinate {m}
, !- Vertex 10 Y-coordinate {m}
, !- Vertex 10 Z-coordinate {m}
, !- Vertex 11 X-coordinate {m}
, !- Vertex 11 Y-coordinate {m}
, !- Vertex 11 Z-coordinate {m}
, !- Vertex 12 X-coordinate {m}
, !- Vertex 12 Y-coordinate {m}
, !- Vertex 12 Z-coordinate {m}
, !- Vertex 13 X-coordinate {m}
, !- Vertex 13 Y-coordinate {m}
, !- Vertex 13 Z-coordinate {m}
, !- Vertex 14 X-coordinate {m}
, !- Vertex 14 Y-coordinate {m}
, !- Vertex 14 Z-coordinate {m}
, !- Vertex 15 X-coordinate {m}
, !- Vertex 15 Y-coordinate {m}
, !- Vertex 15 Z-coordinate {m}
, !- Vertex 16 X-coordinate {m}
, !- Vertex 16 Y-coordinate {m}
, !- Vertex 16 Z-coordinate {m}
, !- Vertex 17 X-coordinate {m}
, !- Vertex 17 Y-coordinate {m}
, !- Vertex 17 Z-coordinate {m}
, !- Vertex 18 X-coordinate {m}
, !- Vertex 18 Y-coordinate {m}
, !- Vertex 18 Z-coordinate {m}
, !- Vertex 19 X-coordinate {m}
, !- Vertex 19 Y-coordinate {m}
, !- Vertex 19 Z-coordinate {m}
, !- Vertex 20 X-coordinate {m}
, !- Vertex 20 Y-coordinate {m}
; !- Vertex 20 Z-coordinate {m}
BuildingSurface:Detailed,
L1S1-SalesNorth_Srf_7, !- Name
Wall, !- Surface Type
Hole, !- Construction Name
L1S1-SalesNorth Thermal Zone, !- Zone Name
Surface, !- Outside Boundary Condition
L1S1-SpecialtyService_Srf_1, !- Outside Boundary Condition Object
NoSun, !- Sun Exposure
NoWind, !- Wind Exposure
, !- View Factor to Ground
4, !- Number of Vertices
72.847, !- Vertex 1 X-coordinate {m}
54.529, !- Vertex 1 Y-coordinate {m}
2.819, !- Vertex 1 Z-coordinate {m}
72.847, !- Vertex 2 X-coordinate {m}
54.529, !- Vertex 2 Y-coordinate {m}
2.134, !- Vertex 2 Z-coordinate {m}
72.847, !- Vertex 3 X-coordinate {m}
53.584, !- Vertex 3 Y-coordinate {m}
2.134, !- Vertex 3 Z-coordinate {m}
72.847, !- Vertex 4 X-coordinate {m}
53.584, !- Vertex 4 Y-coordinate {m}
2.819, !- Vertex 4 Z-coordinate {m}
, !- Vertex 5 X-coordinate {m}
, !- Vertex 5 Y-coordinate {m}
, !- Vertex 5 Z-coordinate {m}
, !- Vertex 6 X-coordinate {m}
, !- Vertex 6 Y-coordinate {m}
, !- Vertex 6 Z-coordinate {m}
, !- Vertex 7 X-coordinate {m}
, !- Vertex 7 Y-coordinate {m}
, !- Vertex 7 Z-coordinate {m}
, !- Vertex 8 X-coordinate {m}
, !- Vertex 8 Y-coordinate {m}
, !- Vertex 8 Z-coordinate {m}
, !- Vertex 9 X-coordinate {m}
, !- Vertex 9 Y-coordinate {m}
, !- Vertex 9 Z-coordinate {m}
, !- Vertex 10 X-coordinate {m}
, !- Vertex 10 Y-coordinate {m}
, !- Vertex 10 Z-coordinate {m}
, !- Vertex 11 X-coordinate {m}
, !- Vertex 11 Y-coordinate {m}
, !- Vertex 11 Z-coordinate {m}
, !- Vertex 12 X-coordinate {m}
, !- Vertex 12 Y-coordinate {m}
, !- Vertex 12 Z-coordinate {m}
, !- Vertex 13 X-coordinate {m}
, !- Vertex 13 Y-coordinate {m}
, !- Vertex 13 Z-coordinate {m}
, !- Vertex 14 X-coordinate {m}
, !- Vertex 14 Y-coordinate {m}
, !- Vertex 14 Z-coordinate {m}
, !- Vertex 15 X-coordinate {m}
, !- Vertex 15 Y-coordinate {m}
, !- Vertex 15 Z-coordinate {m}
, !- Vertex 16 X-coordinate {m}
, !- Vertex 16 Y-coordinate {m}
, !- Vertex 16 Z-coordinate {m}
, !- Vertex 17 X-coordinate {m}
, !- Vertex 17 Y-coordinate {m}
, !- Vertex 17 Z-coordinate {m}
, !- Vertex 18 X-coordinate {m}
, !- Vertex 18 Y-coordinate {m}
, !- Vertex 18 Z-coordinate {m}
, !- Vertex 19 X-coordinate {m}
, !- Vertex 19 Y-coordinate {m}
, !- Vertex 19 Z-coordinate {m}
, !- Vertex 20 X-coordinate {m}
, !- Vertex 20 Y-coordinate {m}
; !- Vertex 20 Z-coordinate {m}
BuildingSurface:Detailed,
L1S1-SalesNorth_Srf_8, !- Name
Wall, !- Surface Type
Wall_Exterior, !- Construction Name
L1S1-SalesNorth Thermal Zone, !- Zone Name
Outdoors, !- Outside Boundary Condition
, !- Outside Boundary Condition Object
SunExposed, !- Sun Exposure
WindExposed, !- Wind Exposure
, !- View Factor to Ground
4, !- Number of Vertices
72.847, !- Vertex 1 X-coordinate {m}
53.584, !- Vertex 1 Y-coordinate {m}
2.819, !- Vertex 1 Z-coordinate {m}
72.847, !- Vertex 2 X-coordinate {m}
53.584, !- Vertex 2 Y-coordinate {m}
2.134, !- Vertex 2 Z-coordinate {m}
74.219, !- Vertex 3 X-coordinate {m}
53.584, !- Vertex 3 Y-coordinate {m}
2.134, !- Vertex 3 Z-coordinate {m}
74.219, !- Vertex 4 X-coordinate {m}
53.584, !- Vertex 4 Y-coordinate {m}
2.819, !- Vertex 4 Z-coordinate {m}
, !- Vertex 5 X-coordinate {m}
, !- Vertex 5 Y-coordinate {m}
, !- Vertex 5 Z-coordinate {m}
, !- Vertex 6 X-coordinate {m}
, !- Vertex 6 Y-coordinate {m}
, !- Vertex 6 Z-coordinate {m}
, !- Vertex 7 X-coordinate {m}
, !- Vertex 7 Y-coordinate {m}
, !- Vertex 7 Z-coordinate {m}
, !- Vertex 8 X-coordinate {m}
, !- Vertex 8 Y-coordinate {m}
, !- Vertex 8 Z-coordinate {m}
, !- Vertex 9 X-coordinate {m}
, !- Vertex 9 Y-coordinate {m}
, !- Vertex 9 Z-coordinate {m}
, !- Vertex 10 X-coordinate {m}
, !- Vertex 10 Y-coordinate {m}
, !- Vertex 10 Z-coordinate {m}
, !- Vertex 11 X-coordinate {m}
, !- Vertex 11 Y-coordinate {m}
, !- Vertex 11 Z-coordinate {m}
, !- Vertex 12 X-coordinate {m}
, !- Vertex 12 Y-coordinate {m}
, !- Vertex 12 Z-coordinate {m}
, !- Vertex 13 X-coordinate {m}
, !- Vertex 13 Y-coordinate {m}
, !- Vertex 13 Z-coordinate {m}
, !- Vertex 14 X-coordinate {m}
, !- Vertex 14 Y-coordinate {m}
, !- Vertex 14 Z-coordinate {m}
, !- Vertex 15 X-coordinate {m}
, !- Vertex 15 Y-coordinate {m}
, !- Vertex 15 Z-coordinate {m}
, !- Vertex 16 X-coordinate {m}
, !- Vertex 16 Y-coordinate {m}
, !- Vertex 16 Z-coordinate {m}
, !- Vertex 17 X-coordinate {m}
, !- Vertex 17 Y-coordinate {m}
, !- Vertex 17 Z-coordinate {m}
, !- Vertex 18 X-coordinate {m}
, !- Vertex 18 Y-coordinate {m}
, !- Vertex 18 Z-coordinate {m}
, !- Vertex 19 X-coordinate {m}
, !- Vertex 19 Y-coordinate {m}
, !- Vertex 19 Z-coordinate {m}
, !- Vertex 20 X-coordinate {m}
, !- Vertex 20 Y-coordinate {m}
; !- Vertex 20 Z-coordinate {m}
BuildingSurface:Detailed,
L1S1-SalesNorth_Srf_9, !- Name
Wall, !- Surface Type
Wall_Exterior, !- Construction Name
L1S1-SalesNorth Thermal Zone, !- Zone Name
Outdoors, !- Outside Boundary Condition
, !- Outside Boundary Condition Object
SunExposed, !- Sun Exposure
WindExposed, !- Wind Exposure
, !- View Factor to Ground
4, !- Number of Vertices
54.529, !- Vertex 1 X-coordinate {m}
57.812, !- Vertex 1 Y-coordinate {m}
2.819, !- Vertex 1 Z-coordinate {m}
54.529, !- Vertex 2 X-coordinate {m}
57.812, !- Vertex 2 Y-coordinate {m}
2.134, !- Vertex 2 Z-coordinate {m}
54.529, !- Vertex 3 X-coordinate {m}
58.369, !- Vertex 3 Y-coordinate {m}
2.134, !- Vertex 3 Z-coordinate {m}
54.529, !- Vertex 4 X-coordinate {m}
58.369, !- Vertex 4 Y-coordinate {m}
2.819, !- Vertex 4 Z-coordinate {m}
, !- Vertex 5 X-coordinate {m}
, !- Vertex 5 Y-coordinate {m}
, !- Vertex 5 Z-coordinate {m}
, !- Vertex 6 X-coordinate {m}
, !- Vertex 6 Y-coordinate {m}
, !- Vertex 6 Z-coordinate {m}
, !- Vertex 7 X-coordinate {m}
, !- Vertex 7 Y-coordinate {m}
, !- Vertex 7 Z-coordinate {m}
, !- Vertex 8 X-coordinate {m}
, !- Vertex 8 Y-coordinate {m}
, !- Vertex 8 Z-coordinate {m}
, !- Vertex 9 X-coordinate {m}
, !- Vertex 9 Y-coordinate {m}
, !- Vertex 9 Z-coordinate {m}
, !- Vertex 10 X-coordinate {m}
, !- Vertex 10 Y-coordinate {m}
, !- Vertex 10 Z-coordinate {m}
, !- Vertex 11 X-coordinate {m}
, !- Vertex 11 Y-coordinate {m}
, !- Vertex 11 Z-coordinate {m}
, !- Vertex 12 X-coordinate {m}
, !- Vertex 12 Y-coordinate {m}
, !- Vertex 12 Z-coordinate {m}
, !- Vertex 13 X-coordinate {m}
, !- Vertex 13 Y-coordinate {m}
, !- Vertex 13 Z-coordinate {m}
, !- Vertex 14 X-coordinate {m}
, !- Vertex 14 Y-coordinate {m}
, !- Vertex 14 Z-coordinate {m}
, !- Vertex 15 X-coordinate {m}
, !- Vertex 15 Y-coordinate {m}
, !- Vertex 15 Z-coordinate {m}
, !- Vertex 16 X-coordinate {m}
, !- Vertex 16 Y-coordinate {m}
, !- Vertex 16 Z-coordinate {m}
, !- Vertex 17 X-coordinate {m}
, !- Vertex 17 Y-coordinate {m}
, !- Vertex 17 Z-coordinate {m}
, !- Vertex 18 X-coordinate {m}
, !- Vertex 18 Y-coordinate {m}
, !- Vertex 18 Z-coordinate {m}
, !- Vertex 19 X-coordinate {m}
, !- Vertex 19 Y-coordinate {m}
, !- Vertex 19 Z-coordinate {m}
, !- Vertex 20 X-coordinate {m}
, !- Vertex 20 Y-coordinate {m}
; !- Vertex 20 Z-coordinate {m}
BuildingSurface:Detailed,
L1S1-SalesRefrigerationAisle6_Srf_0, !- Name
Wall, !- Surface Type
Hole, !- Construction Name
L1S1-SalesRefrigerationAisle6 Thermal Zone, !- Zone Name
Surface, !- Outside Boundary Condition
L1S1-SalesNorth_Srf_4, !- Outside Boundary Condition Object
NoSun, !- Sun Exposure
NoWind, !- Wind Exposure
, !- View Factor to Ground
4, !- Number of Vertices
63.856, !- Vertex 1 X-coordinate {m}
52.767, !- Vertex 1 Y-coordinate {m}
2.819, !- Vertex 1 Z-coordinate {m}
63.856, !- Vertex 2 X-coordinate {m}
52.767, !- Vertex 2 Y-coordinate {m}
2.134, !- Vertex 2 Z-coordinate {m}
63.856, !- Vertex 3 X-coordinate {m}
53.193, !- Vertex 3 Y-coordinate {m}
2.134, !- Vertex 3 Z-coordinate {m}
63.856, !- Vertex 4 X-coordinate {m}
53.193, !- Vertex 4 Y-coordinate {m}
2.819, !- Vertex 4 Z-coordinate {m}
, !- Vertex 5 X-coordinate {m}
, !- Vertex 5 Y-coordinate {m}
, !- Vertex 5 Z-coordinate {m}
, !- Vertex 6 X-coordinate {m}
, !- Vertex 6 Y-coordinate {m}
, !- Vertex 6 Z-coordinate {m}
, !- Vertex 7 X-coordinate {m}
, !- Vertex 7 Y-coordinate {m}
, !- Vertex 7 Z-coordinate {m}
, !- Vertex 8 X-coordinate {m}
, !- Vertex 8 Y-coordinate {m}
, !- Vertex 8 Z-coordinate {m}
, !- Vertex 9 X-coordinate {m}
, !- Vertex 9 Y-coordinate {m}
, !- Vertex 9 Z-coordinate {m}
, !- Vertex 10 X-coordinate {m}
, !- Vertex 10 Y-coordinate {m}
, !- Vertex 10 Z-coordinate {m}
, !- Vertex 11 X-coordinate {m}
, !- Vertex 11 Y-coordinate {m}
, !- Vertex 11 Z-coordinate {m}
, !- Vertex 12 X-coordinate {m}
, !- Vertex 12 Y-coordinate {m}
, !- Vertex 12 Z-coordinate {m}
, !- Vertex 13 X-coordinate {m}
, !- Vertex 13 Y-coordinate {m}
, !- Vertex 13 Z-coordinate {m}
, !- Vertex 14 X-coordinate {m}
, !- Vertex 14 Y-coordinate {m}
, !- Vertex 14 Z-coordinate {m}
, !- Vertex 15 X-coordinate {m}
, !- Vertex 15 Y-coordinate {m}
, !- Vertex 15 Z-coordinate {m}
, !- Vertex 16 X-coordinate {m}
, !- Vertex 16 Y-coordinate {m}
, !- Vertex 16 Z-coordinate {m}
, !- Vertex 17 X-coordinate {m}
, !- Vertex 17 Y-coordinate {m}
, !- Vertex 17 Z-coordinate {m}
, !- Vertex 18 X-coordinate {m}
, !- Vertex 18 Y-coordinate {m}
, !- Vertex 18 Z-coordinate {m}
, !- Vertex 19 X-coordinate {m}
, !- Vertex 19 Y-coordinate {m}
, !- Vertex 19 Z-coordinate {m}
, !- Vertex 20 X-coordinate {m}
, !- Vertex 20 Y-coordinate {m}
; !- Vertex 20 Z-coordinate {m}
BuildingSurface:Detailed,
L1S1-SalesRefrigerationAisle6_Srf_1, !- Name
Wall, !- Surface Type
Wall_Exterior, !- Construction Name
L1S1-SalesRefrigerationAisle6 Thermal Zone, !- Zone Name
Outdoors, !- Outside Boundary Condition
, !- Outside Boundary Condition Object
SunExposed, !- Sun Exposure
WindExposed, !- Wind Exposure
, !- View Factor to Ground
4, !- Number of Vertices
61.239, !- Vertex 1 X-coordinate {m}
34.869, !- Vertex 1 Y-coordinate {m}
2.819, !- Vertex 1 Z-coordinate {m}
61.239, !- Vertex 2 X-coordinate {m}
34.869, !- Vertex 2 Y-coordinate {m}
2.134, !- Vertex 2 Z-coordinate {m}
63.856, !- Vertex 3 X-coordinate {m}
34.869, !- Vertex 3 Y-coordinate {m}
2.134, !- Vertex 3 Z-coordinate {m}
63.856, !- Vertex 4 X-coordinate {m}
34.869, !- Vertex 4 Y-coordinate {m}
2.819, !- Vertex 4 Z-coordinate {m}
, !- Vertex 5 X-coordinate {m}
, !- Vertex 5 Y-coordinate {m}
, !- Vertex 5 Z-coordinate {m}
, !- Vertex 6 X-coordinate {m}
, !- Vertex 6 Y-coordinate {m}
, !- Vertex 6 Z-coordinate {m}
, !- Vertex 7 X-coordinate {m}
, !- Vertex 7 Y-coordinate {m}
, !- Vertex 7 Z-coordinate {m}
, !- Vertex 8 X-coordinate {m}
, !- Vertex 8 Y-coordinate {m}
, !- Vertex 8 Z-coordinate {m}
, !- Vertex 9 X-coordinate {m}
, !- Vertex 9 Y-coordinate {m}
, !- Vertex 9 Z-coordinate {m}
, !- Vertex 10 X-coordinate {m}
, !- Vertex 10 Y-coordinate {m}
, !- Vertex 10 Z-coordinate {m}
, !- Vertex 11 X-coordinate {m}
, !- Vertex 11 Y-coordinate {m}
, !- Vertex 11 Z-coordinate {m}
, !- Vertex 12 X-coordinate {m}
, !- Vertex 12 Y-coordinate {m}
, !- Vertex 12 Z-coordinate {m}
, !- Vertex 13 X-coordinate {m}
, !- Vertex 13 Y-coordinate {m}
, !- Vertex 13 Z-coordinate {m}
, !- Vertex 14 X-coordinate {m}
, !- Vertex 14 Y-coordinate {m}
, !- Vertex 14 Z-coordinate {m}
, !- Vertex 15 X-coordinate {m}
, !- Vertex 15 Y-coordinate {m}
, !- Vertex 15 Z-coordinate {m}
, !- Vertex 16 X-coordinate {m}
, !- Vertex 16 Y-coordinate {m}
, !- Vertex 16 Z-coordinate {m}
, !- Vertex 17 X-coordinate {m}
, !- Vertex 17 Y-coordinate {m}
, !- Vertex 17 Z-coordinate {m}
, !- Vertex 18 X-coordinate {m}
, !- Vertex 18 Y-coordinate {m}
, !- Vertex 18 Z-coordinate {m}
, !- Vertex 19 X-coordinate {m}
, !- Vertex 19 Y-coordinate {m}
, !- Vertex 19 Z-coordinate {m}
, !- Vertex 20 X-coordinate {m}
, !- Vertex 20 Y-coordinate {m}
; !- Vertex 20 Z-coordinate {m}
BuildingSurface:Detailed,
L1S1-SalesRefrigerationAisle6_Srf_2, !- Name
Wall, !- Surface Type
Hole, !- Construction Name
L1S1-SalesRefrigerationAisle6 Thermal Zone, !- Zone Name
Surface, !- Outside Boundary Condition
L1S1-SalesSouth_Srf_3, !- Outside Boundary Condition Object
NoSun, !- Sun Exposure
NoWind, !- Wind Exposure
, !- View Factor to Ground
4, !- Number of Vertices
63.856, !- Vertex 1 X-coordinate {m}
34.869, !- Vertex 1 Y-coordinate {m}
2.819, !- Vertex 1 Z-coordinate {m}
63.856, !- Vertex 2 X-coordinate {m}
34.869, !- Vertex 2 Y-coordinate {m}
2.134, !- Vertex 2 Z-coordinate {m}
63.856, !- Vertex 3 X-coordinate {m}
35.296, !- Vertex 3 Y-coordinate {m}
2.134, !- Vertex 3 Z-coordinate {m}
63.856, !- Vertex 4 X-coordinate {m}
35.296, !- Vertex 4 Y-coordinate {m}
2.819, !- Vertex 4 Z-coordinate {m}
, !- Vertex 5 X-coordinate {m}
, !- Vertex 5 Y-coordinate {m}
, !- Vertex 5 Z-coordinate {m}
, !- Vertex 6 X-coordinate {m}
, !- Vertex 6 Y-coordinate {m}
, !- Vertex 6 Z-coordinate {m}
, !- Vertex 7 X-coordinate {m}
, !- Vertex 7 Y-coordinate {m}
, !- Vertex 7 Z-coordinate {m}
, !- Vertex 8 X-coordinate {m}
, !- Vertex 8 Y-coordinate {m}
, !- Vertex 8 Z-coordinate {m}
, !- Vertex 9 X-coordinate {m}
, !- Vertex 9 Y-coordinate {m}
, !- Vertex 9 Z-coordinate {m}
, !- Vertex 10 X-coordinate {m}
, !- Vertex 10 Y-coordinate {m}
, !- Vertex 10 Z-coordinate {m}
, !- Vertex 11 X-coordinate {m}
, !- Vertex 11 Y-coordinate {m}
, !- Vertex 11 Z-coordinate {m}
, !- Vertex 12 X-coordinate {m}
, !- Vertex 12 Y-coordinate {m}
, !- Vertex 12 Z-coordinate {m}
, !- Vertex 13 X-coordinate {m}
, !- Vertex 13 Y-coordinate {m}
, !- Vertex 13 Z-coordinate {m}
, !- Vertex 14 X-coordinate {m}
, !- Vertex 14 Y-coordinate {m}
, !- Vertex 14 Z-coordinate {m}
, !- Vertex 15 X-coordinate {m}
, !- Vertex 15 Y-coordinate {m}
, !- Vertex 15 Z-coordinate {m}
, !- Vertex 16 X-coordinate {m}
, !- Vertex 16 Y-coordinate {m}
, !- Vertex 16 Z-coordinate {m}
, !- Vertex 17 X-coordinate {m}
, !- Vertex 17 Y-coordinate {m}
, !- Vertex 17 Z-coordinate {m}
, !- Vertex 18 X-coordinate {m}
, !- Vertex 18 Y-coordinate {m}
, !- Vertex 18 Z-coordinate {m}
, !- Vertex 19 X-coordinate {m}
, !- Vertex 19 Y-coordinate {m}
, !- Vertex 19 Z-coordinate {m}
, !- Vertex 20 X-coordinate {m}
, !- Vertex 20 Y-coordinate {m}
; !- Vertex 20 Z-coordinate {m}
BuildingSurface:Detailed,
L1S1-SalesRefrigerationAisle6_Srf_3, !- Name
Wall, !- Surface Type
Wall_Exterior, !- Construction Name
L1S1-SalesRefrigerationAisle6 Thermal Zone, !- Zone Name
Outdoors, !- Outside Boundary Condition
, !- Outside Boundary Condition Object
SunExposed, !- Sun Exposure
WindExposed, !- Wind Exposure
, !- View Factor to Ground
4, !- Number of Vertices
63.856, !- Vertex 1 X-coordinate {m}
53.193, !- Vertex 1 Y-coordinate {m}
2.819, !- Vertex 1 Z-coordinate {m}
63.856, !- Vertex 2 X-coordinate {m}
53.193, !- Vertex 2 Y-coordinate {m}
2.134, !- Vertex 2 Z-coordinate {m}
61.239, !- Vertex 3 X-coordinate {m}
53.193, !- Vertex 3 Y-coordinate {m}
2.134, !- Vertex 3 Z-coordinate {m}
61.239, !- Vertex 4 X-coordinate {m}
53.193, !- Vertex 4 Y-coordinate {m}
2.819, !- Vertex 4 Z-coordinate {m}
, !- Vertex 5 X-coordinate {m}
, !- Vertex 5 Y-coordinate {m}
, !- Vertex 5 Z-coordinate {m}
, !- Vertex 6 X-coordinate {m}
, !- Vertex 6 Y-coordinate {m}
, !- Vertex 6 Z-coordinate {m}
, !- Vertex 7 X-coordinate {m}
, !- Vertex 7 Y-coordinate {m}
, !- Vertex 7 Z-coordinate {m}
, !- Vertex 8 X-coordinate {m}
, !- Vertex 8 Y-coordinate {m}
, !- Vertex 8 Z-coordinate {m}
, !- Vertex 9 X-coordinate {m}
, !- Vertex 9 Y-coordinate {m}
, !- Vertex 9 Z-coordinate {m}
, !- Vertex 10 X-coordinate {m}
, !- Vertex 10 Y-coordinate {m}
, !- Vertex 10 Z-coordinate {m}
, !- Vertex 11 X-coordinate {m}
, !- Vertex 11 Y-coordinate {m}
, !- Vertex 11 Z-coordinate {m}
, !- Vertex 12 X-coordinate {m}
, !- Vertex 12 Y-coordinate {m}
, !- Vertex 12 Z-coordinate {m}
, !- Vertex 13 X-coordinate {m}
, !- Vertex 13 Y-coordinate {m}
, !- Vertex 13 Z-coordinate {m}
, !- Vertex 14 X-coordinate {m}
, !- Vertex 14 Y-coordinate {m}
, !- Vertex 14 Z-coordinate {m}
, !- Vertex 15 X-coordinate {m}
, !- Vertex 15 Y-coordinate {m}
, !- Vertex 15 Z-coordinate {m}
, !- Vertex 16 X-coordinate {m}
, !- Vertex 16 Y-coordinate {m}
, !- Vertex 16 Z-coordinate {m}
, !- Vertex 17 X-coordinate {m}
, !- Vertex 17 Y-coordinate {m}
, !- Vertex 17 Z-coordinate {m}
, !- Vertex 18 X-coordinate {m}
, !- Vertex 18 Y-coordinate {m}
, !- Vertex 18 Z-coordinate {m}
, !- Vertex 19 X-coordinate {m}
, !- Vertex 19 Y-coordinate {m}
, !- Vertex 19 Z-coordinate {m}
, !- Vertex 20 X-coordinate {m}
, !- Vertex 20 Y-coordinate {m}
; !- Vertex 20 Z-coordinate {m}
BuildingSurface:Detailed,
L1S1-SalesRefrigerationAisle6_Srf_4, !- Name
Wall, !- Surface Type
Hole, !- Construction Name
L1S1-SalesRefrigerationAisle6 Thermal Zone, !- Zone Name
Surface, !- Outside Boundary Condition
L1S1-SalesAisle4_Srf_0, !- Outside Boundary Condition Object
NoSun, !- Sun Exposure
NoWind, !- Wind Exposure
, !- View Factor to Ground
4, !- Number of Vertices
61.239, !- Vertex 1 X-coordinate {m}
53.193, !- Vertex 1 Y-coordinate {m}
2.819, !- Vertex 1 Z-coordinate {m}
61.239, !- Vertex 2 X-coordinate {m}
53.193, !- Vertex 2 Y-coordinate {m}
2.134, !- Vertex 2 Z-coordinate {m}
61.239, !- Vertex 3 X-coordinate {m}
34.869, !- Vertex 3 Y-coordinate {m}
2.134, !- Vertex 3 Z-coordinate {m}
61.239, !- Vertex 4 X-coordinate {m}
34.869, !- Vertex 4 Y-coordinate {m}
2.819, !- Vertex 4 Z-coordinate {m}
, !- Vertex 5 X-coordinate {m}
, !- Vertex 5 Y-coordinate {m}
, !- Vertex 5 Z-coordinate {m}
, !- Vertex 6 X-coordinate {m}
, !- Vertex 6 Y-coordinate {m}
, !- Vertex 6 Z-coordinate {m}
, !- Vertex 7 X-coordinate {m}
, !- Vertex 7 Y-coordinate {m}
, !- Vertex 7 Z-coordinate {m}
, !- Vertex 8 X-coordinate {m}
, !- Vertex 8 Y-coordinate {m}
, !- Vertex 8 Z-coordinate {m}
, !- Vertex 9 X-coordinate {m}
, !- Vertex 9 Y-coordinate {m}
, !- Vertex 9 Z-coordinate {m}
, !- Vertex 10 X-coordinate {m}
, !- Vertex 10 Y-coordinate {m}
, !- Vertex 10 Z-coordinate {m}
, !- Vertex 11 X-coordinate {m}
, !- Vertex 11 Y-coordinate {m}
, !- Vertex 11 Z-coordinate {m}
, !- Vertex 12 X-coordinate {m}
, !- Vertex 12 Y-coordinate {m}
, !- Vertex 12 Z-coordinate {m}
, !- Vertex 13 X-coordinate {m}
, !- Vertex 13 Y-coordinate {m}
, !- Vertex 13 Z-coordinate {m}
, !- Vertex 14 X-coordinate {m}
, !- Vertex 14 Y-coordinate {m}
, !- Vertex 14 Z-coordinate {m}
, !- Vertex 15 X-coordinate {m}
, !- Vertex 15 Y-coordinate {m}
, !- Vertex 15 Z-coordinate {m}
, !- Vertex 16 X-coordinate {m}
, !- Vertex 16 Y-coordinate {m}
, !- Vertex 16 Z-coordinate {m}
, !- Vertex 17 X-coordinate {m}
, !- Vertex 17 Y-coordinate {m}
, !- Vertex 17 Z-coordinate {m}
, !- Vertex 18 X-coordinate {m}
, !- Vertex 18 Y-coordinate {m}
, !- Vertex 18 Z-coordinate {m}
, !- Vertex 19 X-coordinate {m}
, !- Vertex 19 Y-coordinate {m}
, !- Vertex 19 Z-coordinate {m}
, !- Vertex 20 X-coordinate {m}
, !- Vertex 20 Y-coordinate {m}
; !- Vertex 20 Z-coordinate {m}
BuildingSurface:Detailed,
L1S1-SalesRefrigerationAisle6_Srf_5, !- Name
Floor, !- Surface Type
Hole, !- Construction Name
L1S1-SalesRefrigerationAisle6 Thermal Zone, !- Zone Name
outdoors, !- Outside Boundary Condition
, !- Outside Boundary Condition Object
SunExposed, !- Sun Exposure
WindExposed, !- Wind Exposure
, !- View Factor to Ground
8, !- Number of Vertices
68.001, !- Vertex 1 X-coordinate {m}
52.767, !- Vertex 1 Y-coordinate {m}
2.134, !- Vertex 1 Z-coordinate {m}
68.001, !- Vertex 2 X-coordinate {m}
35.296, !- Vertex 2 Y-coordinate {m}
2.134, !- Vertex 2 Z-coordinate {m}
63.856, !- Vertex 3 X-coordinate {m}
35.296, !- Vertex 3 Y-coordinate {m}
2.134, !- Vertex 3 Z-coordinate {m}
63.856, !- Vertex 4 X-coordinate {m}
34.869, !- Vertex 4 Y-coordinate {m}
2.134, !- Vertex 4 Z-coordinate {m}
61.239, !- Vertex 5 X-coordinate {m}
34.869, !- Vertex 5 Y-coordinate {m}
2.134, !- Vertex 5 Z-coordinate {m}
61.239, !- Vertex 6 X-coordinate {m}
53.193, !- Vertex 6 Y-coordinate {m}
2.134, !- Vertex 6 Z-coordinate {m}
63.856, !- Vertex 7 X-coordinate {m}
53.193, !- Vertex 7 Y-coordinate {m}
2.134, !- Vertex 7 Z-coordinate {m}
63.856, !- Vertex 8 X-coordinate {m}
52.767, !- Vertex 8 Y-coordinate {m}
2.134, !- Vertex 8 Z-coordinate {m}
, !- Vertex 9 X-coordinate {m}
, !- Vertex 9 Y-coordinate {m}
, !- Vertex 9 Z-coordinate {m}
, !- Vertex 10 X-coordinate {m}
, !- Vertex 10 Y-coordinate {m}
, !- Vertex 10 Z-coordinate {m}
, !- Vertex 11 X-coordinate {m}
, !- Vertex 11 Y-coordinate {m}
, !- Vertex 11 Z-coordinate {m}
, !- Vertex 12 X-coordinate {m}
, !- Vertex 12 Y-coordinate {m}
, !- Vertex 12 Z-coordinate {m}
, !- Vertex 13 X-coordinate {m}
, !- Vertex 13 Y-coordinate {m}
, !- Vertex 13 Z-coordinate {m}
, !- Vertex 14 X-coordinate {m}
, !- Vertex 14 Y-coordinate {m}
, !- Vertex 14 Z-coordinate {m}
, !- Vertex 15 X-coordinate {m}
, !- Vertex 15 Y-coordinate {m}
, !- Vertex 15 Z-coordinate {m}
, !- Vertex 16 X-coordinate {m}
, !- Vertex 16 Y-coordinate {m}
, !- Vertex 16 Z-coordinate {m}
, !- Vertex 17 X-coordinate {m}
, !- Vertex 17 Y-coordinate {m}
, !- Vertex 17 Z-coordinate {m}
, !- Vertex 18 X-coordinate {m}
, !- Vertex 18 Y-coordinate {m}
, !- Vertex 18 Z-coordinate {m}
, !- Vertex 19 X-coordinate {m}
, !- Vertex 19 Y-coordinate {m}
, !- Vertex 19 Z-coordinate {m}
, !- Vertex 20 X-coordinate {m}
, !- Vertex 20 Y-coordinate {m}
; !- Vertex 20 Z-coordinate {m}
BuildingSurface:Detailed,
L1S1-SalesRefrigerationAisle6_Srf_6, !- Name
Wall, !- Surface Type
Hole, !- Construction Name
L1S1-SalesRefrigerationAisle6 Thermal Zone, !- Zone Name
Surface, !- Outside Boundary Condition
L1S1-SalesSouth_Srf_6, !- Outside Boundary Condition Object
NoSun, !- Sun Exposure
NoWind, !- Wind Exposure
, !- View Factor to Ground
4, !- Number of Vertices
63.856, !- Vertex 1 X-coordinate {m}
35.296, !- Vertex 1 Y-coordinate {m}
2.819, !- Vertex 1 Z-coordinate {m}
63.856, !- Vertex 2 X-coordinate {m}
35.296, !- Vertex 2 Y-coordinate {m}
2.134, !- Vertex 2 Z-coordinate {m}
68.001, !- Vertex 3 X-coordinate {m}
35.296, !- Vertex 3 Y-coordinate {m}
2.134, !- Vertex 3 Z-coordinate {m}
68.001, !- Vertex 4 X-coordinate {m}
35.296, !- Vertex 4 Y-coordinate {m}
2.819, !- Vertex 4 Z-coordinate {m}
, !- Vertex 5 X-coordinate {m}
, !- Vertex 5 Y-coordinate {m}
, !- Vertex 5 Z-coordinate {m}
, !- Vertex 6 X-coordinate {m}
, !- Vertex 6 Y-coordinate {m}
, !- Vertex 6 Z-coordinate {m}
, !- Vertex 7 X-coordinate {m}
, !- Vertex 7 Y-coordinate {m}
, !- Vertex 7 Z-coordinate {m}
, !- Vertex 8 X-coordinate {m}
, !- Vertex 8 Y-coordinate {m}
, !- Vertex 8 Z-coordinate {m}
, !- Vertex 9 X-coordinate {m}
, !- Vertex 9 Y-coordinate {m}
, !- Vertex 9 Z-coordinate {m}
, !- Vertex 10 X-coordinate {m}
, !- Vertex 10 Y-coordinate {m}
, !- Vertex 10 Z-coordinate {m}
, !- Vertex 11 X-coordinate {m}
, !- Vertex 11 Y-coordinate {m}
, !- Vertex 11 Z-coordinate {m}
, !- Vertex 12 X-coordinate {m}
, !- Vertex 12 Y-coordinate {m}
, !- Vertex 12 Z-coordinate {m}
, !- Vertex 13 X-coordinate {m}
, !- Vertex 13 Y-coordinate {m}
, !- Vertex 13 Z-coordinate {m}
, !- Vertex 14 X-coordinate {m}
, !- Vertex 14 Y-coordinate {m}
, !- Vertex 14 Z-coordinate {m}
, !- Vertex 15 X-coordinate {m}
, !- Vertex 15 Y-coordinate {m}
, !- Vertex 15 Z-coordinate {m}
, !- Vertex 16 X-coordinate {m}
, !- Vertex 16 Y-coordinate {m}
, !- Vertex 16 Z-coordinate {m}
, !- Vertex 17 X-coordinate {m}
, !- Vertex 17 Y-coordinate {m}
, !- Vertex 17 Z-coordinate {m}
, !- Vertex 18 X-coordinate {m}
, !- Vertex 18 Y-coordinate {m}
, !- Vertex 18 Z-coordinate {m}
, !- Vertex 19 X-coordinate {m}
, !- Vertex 19 Y-coordinate {m}
, !- Vertex 19 Z-coordinate {m}
, !- Vertex 20 X-coordinate {m}
, !- Vertex 20 Y-coordinate {m}
; !- Vertex 20 Z-coordinate {m}
BuildingSurface:Detailed,
L1S1-SalesRefrigerationAisle6_Srf_7, !- Name
Wall, !- Surface Type
Wall_Exterior, !- Construction Name
L1S1-SalesRefrigerationAisle6 Thermal Zone, !- Zone Name
Outdoors, !- Outside Boundary Condition
, !- Outside Boundary Condition Object
SunExposed, !- Sun Exposure
WindExposed, !- Wind Exposure
, !- View Factor to Ground
4, !- Number of Vertices
68.001, !- Vertex 1 X-coordinate {m}
35.296, !- Vertex 1 Y-coordinate {m}
2.819, !- Vertex 1 Z-coordinate {m}
68.001, !- Vertex 2 X-coordinate {m}
35.296, !- Vertex 2 Y-coordinate {m}
2.134, !- Vertex 2 Z-coordinate {m}
68.001, !- Vertex 3 X-coordinate {m}
52.767, !- Vertex 3 Y-coordinate {m}
2.134, !- Vertex 3 Z-coordinate {m}
68.001, !- Vertex 4 X-coordinate {m}
52.767, !- Vertex 4 Y-coordinate {m}
2.819, !- Vertex 4 Z-coordinate {m}
, !- Vertex 5 X-coordinate {m}
, !- Vertex 5 Y-coordinate {m}
, !- Vertex 5 Z-coordinate {m}
, !- Vertex 6 X-coordinate {m}
, !- Vertex 6 Y-coordinate {m}
, !- Vertex 6 Z-coordinate {m}
, !- Vertex 7 X-coordinate {m}
, !- Vertex 7 Y-coordinate {m}
, !- Vertex 7 Z-coordinate {m}
, !- Vertex 8 X-coordinate {m}
, !- Vertex 8 Y-coordinate {m}
, !- Vertex 8 Z-coordinate {m}
, !- Vertex 9 X-coordinate {m}
, !- Vertex 9 Y-coordinate {m}
, !- Vertex 9 Z-coordinate {m}
, !- Vertex 10 X-coordinate {m}
, !- Vertex 10 Y-coordinate {m}
, !- Vertex 10 Z-coordinate {m}
, !- Vertex 11 X-coordinate {m}
, !- Vertex 11 Y-coordinate {m}
, !- Vertex 11 Z-coordinate {m}
, !- Vertex 12 X-coordinate {m}
, !- Vertex 12 Y-coordinate {m}
, !- Vertex 12 Z-coordinate {m}
, !- Vertex 13 X-coordinate {m}
, !- Vertex 13 Y-coordinate {m}
, !- Vertex 13 Z-coordinate {m}
, !- Vertex 14 X-coordinate {m}
, !- Vertex 14 Y-coordinate {m}
, !- Vertex 14 Z-coordinate {m}
, !- Vertex 15 X-coordinate {m}
, !- Vertex 15 Y-coordinate {m}
, !- Vertex 15 Z-coordinate {m}
, !- Vertex 16 X-coordinate {m}
, !- Vertex 16 Y-coordinate {m}
, !- Vertex 16 Z-coordinate {m}
, !- Vertex 17 X-coordinate {m}
, !- Vertex 17 Y-coordinate {m}
, !- Vertex 17 Z-coordinate {m}
, !- Vertex 18 X-coordinate {m}
, !- Vertex 18 Y-coordinate {m}
, !- Vertex 18 Z-coordinate {m}
, !- Vertex 19 X-coordinate {m}
, !- Vertex 19 Y-coordinate {m}
, !- Vertex 19 Z-coordinate {m}
, !- Vertex 20 X-coordinate {m}
, !- Vertex 20 Y-coordinate {m}
; !- Vertex 20 Z-coordinate {m}
BuildingSurface:Detailed,
L1S1-SalesRefrigerationAisle6_Srf_8, !- Name
Roof, !- Surface Type
Roof_BOH, !- Construction Name
L1S1-SalesRefrigerationAisle6 Thermal Zone, !- Zone Name
Outdoors, !- Outside Boundary Condition
, !- Outside Boundary Condition Object
SunExposed, !- Sun Exposure
WindExposed, !- Wind Exposure
, !- View Factor to Ground
8, !- Number of Vertices
61.239, !- Vertex 1 X-coordinate {m}
53.193, !- Vertex 1 Y-coordinate {m}
2.819, !- Vertex 1 Z-coordinate {m}
61.239, !- Vertex 2 X-coordinate {m}
34.869, !- Vertex 2 Y-coordinate {m}
2.819, !- Vertex 2 Z-coordinate {m}
63.856, !- Vertex 3 X-coordinate {m}
34.869, !- Vertex 3 Y-coordinate {m}
2.819, !- Vertex 3 Z-coordinate {m}
63.856, !- Vertex 4 X-coordinate {m}
35.296, !- Vertex 4 Y-coordinate {m}
2.819, !- Vertex 4 Z-coordinate {m}
68.001, !- Vertex 5 X-coordinate {m}
35.296, !- Vertex 5 Y-coordinate {m}
2.819, !- Vertex 5 Z-coordinate {m}
68.001, !- Vertex 6 X-coordinate {m}
52.767, !- Vertex 6 Y-coordinate {m}
2.819, !- Vertex 6 Z-coordinate {m}
63.856, !- Vertex 7 X-coordinate {m}
52.767, !- Vertex 7 Y-coordinate {m}
2.819, !- Vertex 7 Z-coordinate {m}
63.856, !- Vertex 8 X-coordinate {m}
53.193, !- Vertex 8 Y-coordinate {m}
2.819, !- Vertex 8 Z-coordinate {m}
, !- Vertex 9 X-coordinate {m}
, !- Vertex 9 Y-coordinate {m}
, !- Vertex 9 Z-coordinate {m}
, !- Vertex 10 X-coordinate {m}
, !- Vertex 10 Y-coordinate {m}
, !- Vertex 10 Z-coordinate {m}
, !- Vertex 11 X-coordinate {m}
, !- Vertex 11 Y-coordinate {m}
, !- Vertex 11 Z-coordinate {m}
, !- Vertex 12 X-coordinate {m}
, !- Vertex 12 Y-coordinate {m}
, !- Vertex 12 Z-coordinate {m}
, !- Vertex 13 X-coordinate {m}
, !- Vertex 13 Y-coordinate {m}
, !- Vertex 13 Z-coordinate {m}
, !- Vertex 14 X-coordinate {m}
, !- Vertex 14 Y-coordinate {m}
, !- Vertex 14 Z-coordinate {m}
, !- Vertex 15 X-coordinate {m}
, !- Vertex 15 Y-coordinate {m}
, !- Vertex 15 Z-coordinate {m}
, !- Vertex 16 X-coordinate {m}
, !- Vertex 16 Y-coordinate {m}
, !- Vertex 16 Z-coordinate {m}
, !- Vertex 17 X-coordinate {m}
, !- Vertex 17 Y-coordinate {m}
, !- Vertex 17 Z-coordinate {m}
, !- Vertex 18 X-coordinate {m}
, !- Vertex 18 Y-coordinate {m}
, !- Vertex 18 Z-coordinate {m}
, !- Vertex 19 X-coordinate {m}
, !- Vertex 19 Y-coordinate {m}
, !- Vertex 19 Z-coordinate {m}
, !- Vertex 20 X-coordinate {m}
, !- Vertex 20 Y-coordinate {m}
; !- Vertex 20 Z-coordinate {m}
BuildingSurface:Detailed,
L1S1-SalesRefrigerationAisle6_Srf_9, !- Name
Wall, !- Surface Type
Hole, !- Construction Name
L1S1-SalesRefrigerationAisle6 Thermal Zone, !- Zone Name
Surface, !- Outside Boundary Condition
L1S1-SalesNorth_Srf_21, !- Outside Boundary Condition Object
NoSun, !- Sun Exposure
NoWind, !- Wind Exposure
, !- View Factor to Ground
4, !- Number of Vertices
68.001, !- Vertex 1 X-coordinate {m}
52.767, !- Vertex 1 Y-coordinate {m}
2.819, !- Vertex 1 Z-coordinate {m}
68.001, !- Vertex 2 X-coordinate {m}
52.767, !- Vertex 2 Y-coordinate {m}
2.134, !- Vertex 2 Z-coordinate {m}
63.856, !- Vertex 3 X-coordinate {m}
52.767, !- Vertex 3 Y-coordinate {m}
2.134, !- Vertex 3 Z-coordinate {m}
63.856, !- Vertex 4 X-coordinate {m}
52.767, !- Vertex 4 Y-coordinate {m}
2.819, !- Vertex 4 Z-coordinate {m}
, !- Vertex 5 X-coordinate {m}
, !- Vertex 5 Y-coordinate {m}
, !- Vertex 5 Z-coordinate {m}
, !- Vertex 6 X-coordinate {m}
, !- Vertex 6 Y-coordinate {m}
, !- Vertex 6 Z-coordinate {m}
, !- Vertex 7 X-coordinate {m}
, !- Vertex 7 Y-coordinate {m}
, !- Vertex 7 Z-coordinate {m}
, !- Vertex 8 X-coordinate {m}
, !- Vertex 8 Y-coordinate {m}
, !- Vertex 8 Z-coordinate {m}
, !- Vertex 9 X-coordinate {m}
, !- Vertex 9 Y-coordinate {m}
, !- Vertex 9 Z-coordinate {m}
, !- Vertex 10 X-coordinate {m}
, !- Vertex 10 Y-coordinate {m}
, !- Vertex 10 Z-coordinate {m}
, !- Vertex 11 X-coordinate {m}
, !- Vertex 11 Y-coordinate {m}
, !- Vertex 11 Z-coordinate {m}
, !- Vertex 12 X-coordinate {m}
, !- Vertex 12 Y-coordinate {m}
, !- Vertex 12 Z-coordinate {m}
, !- Vertex 13 X-coordinate {m}
, !- Vertex 13 Y-coordinate {m}
, !- Vertex 13 Z-coordinate {m}
, !- Vertex 14 X-coordinate {m}
, !- Vertex 14 Y-coordinate {m}
, !- Vertex 14 Z-coordinate {m}
, !- Vertex 15 X-coordinate {m}
, !- Vertex 15 Y-coordinate {m}
, !- Vertex 15 Z-coordinate {m}
, !- Vertex 16 X-coordinate {m}
, !- Vertex 16 Y-coordinate {m}
, !- Vertex 16 Z-coordinate {m}
, !- Vertex 17 X-coordinate {m}
, !- Vertex 17 Y-coordinate {m}
, !- Vertex 17 Z-coordinate {m}
, !- Vertex 18 X-coordinate {m}
, !- Vertex 18 Y-coordinate {m}
, !- Vertex 18 Z-coordinate {m}
, !- Vertex 19 X-coordinate {m}
, !- Vertex 19 Y-coordinate {m}
, !- Vertex 19 Z-coordinate {m}
, !- Vertex 20 X-coordinate {m}
, !- Vertex 20 Y-coordinate {m}
; !- Vertex 20 Z-coordinate {m}
BuildingSurface:Detailed,
L1S1-SalesRefrigerationReachInDairy2_Srf_0, !- Name
Wall, !- Surface Type
Wall_Exterior, !- Construction Name
L1S1-SalesRefrigerationReachInDairy2 Thermal Zone, !- Zone Name
Outdoors, !- Outside Boundary Condition
, !- Outside Boundary Condition Object
SunExposed, !- Sun Exposure
WindExposed, !- Wind Exposure
, !- View Factor to Ground
4, !- Number of Vertices
43.312, !- Vertex 1 X-coordinate {m}
43.769, !- Vertex 1 Y-coordinate {m}
2.819, !- Vertex 1 Z-coordinate {m}
43.312, !- Vertex 2 X-coordinate {m}
43.769, !- Vertex 2 Y-coordinate {m}
2.134, !- Vertex 2 Z-coordinate {m}
45.872, !- Vertex 3 X-coordinate {m}
43.769, !- Vertex 3 Y-coordinate {m}
2.134, !- Vertex 3 Z-coordinate {m}
45.872, !- Vertex 4 X-coordinate {m}
43.769, !- Vertex 4 Y-coordinate {m}
2.819, !- Vertex 4 Z-coordinate {m}
, !- Vertex 5 X-coordinate {m}
, !- Vertex 5 Y-coordinate {m}
, !- Vertex 5 Z-coordinate {m}
, !- Vertex 6 X-coordinate {m}
, !- Vertex 6 Y-coordinate {m}
, !- Vertex 6 Z-coordinate {m}
, !- Vertex 7 X-coordinate {m}
, !- Vertex 7 Y-coordinate {m}
, !- Vertex 7 Z-coordinate {m}
, !- Vertex 8 X-coordinate {m}
, !- Vertex 8 Y-coordinate {m}
, !- Vertex 8 Z-coordinate {m}
, !- Vertex 9 X-coordinate {m}
, !- Vertex 9 Y-coordinate {m}
, !- Vertex 9 Z-coordinate {m}
, !- Vertex 10 X-coordinate {m}
, !- Vertex 10 Y-coordinate {m}
, !- Vertex 10 Z-coordinate {m}
, !- Vertex 11 X-coordinate {m}
, !- Vertex 11 Y-coordinate {m}
, !- Vertex 11 Z-coordinate {m}
, !- Vertex 12 X-coordinate {m}
, !- Vertex 12 Y-coordinate {m}
, !- Vertex 12 Z-coordinate {m}
, !- Vertex 13 X-coordinate {m}
, !- Vertex 13 Y-coordinate {m}
, !- Vertex 13 Z-coordinate {m}
, !- Vertex 14 X-coordinate {m}
, !- Vertex 14 Y-coordinate {m}
, !- Vertex 14 Z-coordinate {m}
, !- Vertex 15 X-coordinate {m}
, !- Vertex 15 Y-coordinate {m}
, !- Vertex 15 Z-coordinate {m}
, !- Vertex 16 X-coordinate {m}
, !- Vertex 16 Y-coordinate {m}
, !- Vertex 16 Z-coordinate {m}
, !- Vertex 17 X-coordinate {m}
, !- Vertex 17 Y-coordinate {m}
, !- Vertex 17 Z-coordinate {m}
, !- Vertex 18 X-coordinate {m}
, !- Vertex 18 Y-coordinate {m}
, !- Vertex 18 Z-coordinate {m}
, !- Vertex 19 X-coordinate {m}
, !- Vertex 19 Y-coordinate {m}
, !- Vertex 19 Z-coordinate {m}
, !- Vertex 20 X-coordinate {m}
, !- Vertex 20 Y-coordinate {m}
; !- Vertex 20 Z-coordinate {m}
BuildingSurface:Detailed,
L1S1-SalesRefrigerationReachInDairy2_Srf_1, !- Name
Wall, !- Surface Type
Hole, !- Construction Name
L1S1-SalesRefrigerationReachInDairy2 Thermal Zone, !- Zone Name
Surface, !- Outside Boundary Condition
L1S1-SalesNorth_Srf_13, !- Outside Boundary Condition Object
NoSun, !- Sun Exposure
NoWind, !- Wind Exposure
, !- View Factor to Ground
4, !- Number of Vertices
45.872, !- Vertex 1 X-coordinate {m}
55.474, !- Vertex 1 Y-coordinate {m}
2.819, !- Vertex 1 Z-coordinate {m}
45.872, !- Vertex 2 X-coordinate {m}
55.474, !- Vertex 2 Y-coordinate {m}
2.134, !- Vertex 2 Z-coordinate {m}
44.444, !- Vertex 3 X-coordinate {m}
56.479, !- Vertex 3 Y-coordinate {m}
2.134, !- Vertex 3 Z-coordinate {m}
44.444, !- Vertex 4 X-coordinate {m}
56.479, !- Vertex 4 Y-coordinate {m}
2.819, !- Vertex 4 Z-coordinate {m}
, !- Vertex 5 X-coordinate {m}
, !- Vertex 5 Y-coordinate {m}
, !- Vertex 5 Z-coordinate {m}
, !- Vertex 6 X-coordinate {m}
, !- Vertex 6 Y-coordinate {m}
, !- Vertex 6 Z-coordinate {m}
, !- Vertex 7 X-coordinate {m}
, !- Vertex 7 Y-coordinate {m}
, !- Vertex 7 Z-coordinate {m}
, !- Vertex 8 X-coordinate {m}
, !- Vertex 8 Y-coordinate {m}
, !- Vertex 8 Z-coordinate {m}
, !- Vertex 9 X-coordinate {m}
, !- Vertex 9 Y-coordinate {m}
, !- Vertex 9 Z-coordinate {m}
, !- Vertex 10 X-coordinate {m}
, !- Vertex 10 Y-coordinate {m}
, !- Vertex 10 Z-coordinate {m}
, !- Vertex 11 X-coordinate {m}
, !- Vertex 11 Y-coordinate {m}
, !- Vertex 11 Z-coordinate {m}
, !- Vertex 12 X-coordinate {m}
, !- Vertex 12 Y-coordinate {m}
, !- Vertex 12 Z-coordinate {m}
, !- Vertex 13 X-coordinate {m}
, !- Vertex 13 Y-coordinate {m}
, !- Vertex 13 Z-coordinate {m}
, !- Vertex 14 X-coordinate {m}
, !- Vertex 14 Y-coordinate {m}
, !- Vertex 14 Z-coordinate {m}
, !- Vertex 15 X-coordinate {m}
, !- Vertex 15 Y-coordinate {m}
, !- Vertex 15 Z-coordinate {m}
, !- Vertex 16 X-coordinate {m}
, !- Vertex 16 Y-coordinate {m}
, !- Vertex 16 Z-coordinate {m}
, !- Vertex 17 X-coordinate {m}
, !- Vertex 17 Y-coordinate {m}
, !- Vertex 17 Z-coordinate {m}
, !- Vertex 18 X-coordinate {m}
, !- Vertex 18 Y-coordinate {m}
, !- Vertex 18 Z-coordinate {m}
, !- Vertex 19 X-coordinate {m}
, !- Vertex 19 Y-coordinate {m}
, !- Vertex 19 Z-coordinate {m}
, !- Vertex 20 X-coordinate {m}
, !- Vertex 20 Y-coordinate {m}
; !- Vertex 20 Z-coordinate {m}
BuildingSurface:Detailed,
L1S1-SalesRefrigerationReachInDairy2_Srf_2, !- Name
Wall, !- Surface Type
Hole, !- Construction Name
L1S1-SalesRefrigerationReachInDairy2 Thermal Zone, !- Zone Name
Surface, !- Outside Boundary Condition
L1S1-DairyCooler_Srf_6, !- Outside Boundary Condition Object
NoSun, !- Sun Exposure
NoWind, !- Wind Exposure
, !- View Factor to Ground
4, !- Number of Vertices
44.444, !- Vertex 1 X-coordinate {m}
56.479, !- Vertex 1 Y-coordinate {m}
2.819, !- Vertex 1 Z-coordinate {m}
44.444, !- Vertex 2 X-coordinate {m}
56.479, !- Vertex 2 Y-coordinate {m}
2.134, !- Vertex 2 Z-coordinate {m}
43.312, !- Vertex 3 X-coordinate {m}
56.479, !- Vertex 3 Y-coordinate {m}
2.134, !- Vertex 3 Z-coordinate {m}
43.312, !- Vertex 4 X-coordinate {m}
56.479, !- Vertex 4 Y-coordinate {m}
2.819, !- Vertex 4 Z-coordinate {m}
, !- Vertex 5 X-coordinate {m}
, !- Vertex 5 Y-coordinate {m}
, !- Vertex 5 Z-coordinate {m}
, !- Vertex 6 X-coordinate {m}
, !- Vertex 6 Y-coordinate {m}
, !- Vertex 6 Z-coordinate {m}
, !- Vertex 7 X-coordinate {m}
, !- Vertex 7 Y-coordinate {m}
, !- Vertex 7 Z-coordinate {m}
, !- Vertex 8 X-coordinate {m}
, !- Vertex 8 Y-coordinate {m}
, !- Vertex 8 Z-coordinate {m}
, !- Vertex 9 X-coordinate {m}
, !- Vertex 9 Y-coordinate {m}
, !- Vertex 9 Z-coordinate {m}
, !- Vertex 10 X-coordinate {m}
, !- Vertex 10 Y-coordinate {m}
, !- Vertex 10 Z-coordinate {m}
, !- Vertex 11 X-coordinate {m}
, !- Vertex 11 Y-coordinate {m}
, !- Vertex 11 Z-coordinate {m}
, !- Vertex 12 X-coordinate {m}
, !- Vertex 12 Y-coordinate {m}
, !- Vertex 12 Z-coordinate {m}
, !- Vertex 13 X-coordinate {m}
, !- Vertex 13 Y-coordinate {m}
, !- Vertex 13 Z-coordinate {m}
, !- Vertex 14 X-coordinate {m}
, !- Vertex 14 Y-coordinate {m}
, !- Vertex 14 Z-coordinate {m}
, !- Vertex 15 X-coordinate {m}
, !- Vertex 15 Y-coordinate {m}
, !- Vertex 15 Z-coordinate {m}
, !- Vertex 16 X-coordinate {m}
, !- Vertex 16 Y-coordinate {m}
, !- Vertex 16 Z-coordinate {m}
, !- Vertex 17 X-coordinate {m}
, !- Vertex 17 Y-coordinate {m}
, !- Vertex 17 Z-coordinate {m}
, !- Vertex 18 X-coordinate {m}
, !- Vertex 18 Y-coordinate {m}
, !- Vertex 18 Z-coordinate {m}
, !- Vertex 19 X-coordinate {m}
, !- Vertex 19 Y-coordinate {m}
, !- Vertex 19 Z-coordinate {m}
, !- Vertex 20 X-coordinate {m}
, !- Vertex 20 Y-coordinate {m}
; !- Vertex 20 Z-coordinate {m}
BuildingSurface:Detailed,
L1S1-SalesRefrigerationReachInDairy2_Srf_3, !- Name
Floor, !- Surface Type
Hole, !- Construction Name
L1S1-SalesRefrigerationReachInDairy2 Thermal Zone, !- Zone Name
outdoors, !- Outside Boundary Condition
, !- Outside Boundary Condition Object
SunExposed, !- Sun Exposure
WindExposed, !- Wind Exposure
, !- View Factor to Ground
5, !- Number of Vertices
45.872, !- Vertex 1 X-coordinate {m}
55.474, !- Vertex 1 Y-coordinate {m}
2.134, !- Vertex 1 Z-coordinate {m}
45.872, !- Vertex 2 X-coordinate {m}
43.769, !- Vertex 2 Y-coordinate {m}
2.134, !- Vertex 2 Z-coordinate {m}
43.312, !- Vertex 3 X-coordinate {m}
43.769, !- Vertex 3 Y-coordinate {m}
2.134, !- Vertex 3 Z-coordinate {m}
43.312, !- Vertex 4 X-coordinate {m}
56.479, !- Vertex 4 Y-coordinate {m}
2.134, !- Vertex 4 Z-coordinate {m}
44.444, !- Vertex 5 X-coordinate {m}
56.479, !- Vertex 5 Y-coordinate {m}
2.134, !- Vertex 5 Z-coordinate {m}
, !- Vertex 6 X-coordinate {m}
, !- Vertex 6 Y-coordinate {m}
, !- Vertex 6 Z-coordinate {m}
, !- Vertex 7 X-coordinate {m}
, !- Vertex 7 Y-coordinate {m}
, !- Vertex 7 Z-coordinate {m}
, !- Vertex 8 X-coordinate {m}
, !- Vertex 8 Y-coordinate {m}
, !- Vertex 8 Z-coordinate {m}
, !- Vertex 9 X-coordinate {m}
, !- Vertex 9 Y-coordinate {m}
, !- Vertex 9 Z-coordinate {m}
, !- Vertex 10 X-coordinate {m}
, !- Vertex 10 Y-coordinate {m}
, !- Vertex 10 Z-coordinate {m}
, !- Vertex 11 X-coordinate {m}
, !- Vertex 11 Y-coordinate {m}
, !- Vertex 11 Z-coordinate {m}
, !- Vertex 12 X-coordinate {m}
, !- Vertex 12 Y-coordinate {m}
, !- Vertex 12 Z-coordinate {m}
, !- Vertex 13 X-coordinate {m}
, !- Vertex 13 Y-coordinate {m}
, !- Vertex 13 Z-coordinate {m}
, !- Vertex 14 X-coordinate {m}
, !- Vertex 14 Y-coordinate {m}
, !- Vertex 14 Z-coordinate {m}
, !- Vertex 15 X-coordinate {m}
, !- Vertex 15 Y-coordinate {m}
, !- Vertex 15 Z-coordinate {m}
, !- Vertex 16 X-coordinate {m}
, !- Vertex 16 Y-coordinate {m}
, !- Vertex 16 Z-coordinate {m}
, !- Vertex 17 X-coordinate {m}
, !- Vertex 17 Y-coordinate {m}
, !- Vertex 17 Z-coordinate {m}
, !- Vertex 18 X-coordinate {m}
, !- Vertex 18 Y-coordinate {m}
, !- Vertex 18 Z-coordinate {m}
, !- Vertex 19 X-coordinate {m}
, !- Vertex 19 Y-coordinate {m}
, !- Vertex 19 Z-coordinate {m}
, !- Vertex 20 X-coordinate {m}
, !- Vertex 20 Y-coordinate {m}
; !- Vertex 20 Z-coordinate {m}
BuildingSurface:Detailed,
L1S1-SalesRefrigerationReachInDairy2_Srf_4, !- Name
Wall, !- Surface Type
Wall_Exterior, !- Construction Name
L1S1-SalesRefrigerationReachInDairy2 Thermal Zone, !- Zone Name
Outdoors, !- Outside Boundary Condition
, !- Outside Boundary Condition Object
SunExposed, !- Sun Exposure
WindExposed, !- Wind Exposure
, !- View Factor to Ground
4, !- Number of Vertices
43.312, !- Vertex 1 X-coordinate {m}
56.479, !- Vertex 1 Y-coordinate {m}
2.819, !- Vertex 1 Z-coordinate {m}
43.312, !- Vertex 2 X-coordinate {m}
56.479, !- Vertex 2 Y-coordinate {m}
2.134, !- Vertex 2 Z-coordinate {m}
43.312, !- Vertex 3 X-coordinate {m}
43.769, !- Vertex 3 Y-coordinate {m}
2.134, !- Vertex 3 Z-coordinate {m}
43.312, !- Vertex 4 X-coordinate {m}
43.769, !- Vertex 4 Y-coordinate {m}
2.819, !- Vertex 4 Z-coordinate {m}
, !- Vertex 5 X-coordinate {m}
, !- Vertex 5 Y-coordinate {m}
, !- Vertex 5 Z-coordinate {m}
, !- Vertex 6 X-coordinate {m}
, !- Vertex 6 Y-coordinate {m}
, !- Vertex 6 Z-coordinate {m}
, !- Vertex 7 X-coordinate {m}
, !- Vertex 7 Y-coordinate {m}
, !- Vertex 7 Z-coordinate {m}
, !- Vertex 8 X-coordinate {m}
, !- Vertex 8 Y-coordinate {m}
, !- Vertex 8 Z-coordinate {m}
, !- Vertex 9 X-coordinate {m}
, !- Vertex 9 Y-coordinate {m}
, !- Vertex 9 Z-coordinate {m}
, !- Vertex 10 X-coordinate {m}
, !- Vertex 10 Y-coordinate {m}
, !- Vertex 10 Z-coordinate {m}
, !- Vertex 11 X-coordinate {m}
, !- Vertex 11 Y-coordinate {m}
, !- Vertex 11 Z-coordinate {m}
, !- Vertex 12 X-coordinate {m}
, !- Vertex 12 Y-coordinate {m}
, !- Vertex 12 Z-coordinate {m}
, !- Vertex 13 X-coordinate {m}
, !- Vertex 13 Y-coordinate {m}
, !- Vertex 13 Z-coordinate {m}
, !- Vertex 14 X-coordinate {m}
, !- Vertex 14 Y-coordinate {m}
, !- Vertex 14 Z-coordinate {m}
, !- Vertex 15 X-coordinate {m}
, !- Vertex 15 Y-coordinate {m}
, !- Vertex 15 Z-coordinate {m}
, !- Vertex 16 X-coordinate {m}
, !- Vertex 16 Y-coordinate {m}
, !- Vertex 16 Z-coordinate {m}
, !- Vertex 17 X-coordinate {m}
, !- Vertex 17 Y-coordinate {m}
, !- Vertex 17 Z-coordinate {m}
, !- Vertex 18 X-coordinate {m}
, !- Vertex 18 Y-coordinate {m}
, !- Vertex 18 Z-coordinate {m}
, !- Vertex 19 X-coordinate {m}
, !- Vertex 19 Y-coordinate {m}
, !- Vertex 19 Z-coordinate {m}
, !- Vertex 20 X-coordinate {m}
, !- Vertex 20 Y-coordinate {m}
; !- Vertex 20 Z-coordinate {m}
BuildingSurface:Detailed,
L1S1-SalesRefrigerationReachInDairy2_Srf_5, !- Name
Roof, !- Surface Type
Roof_BOH, !- Construction Name
L1S1-SalesRefrigerationReachInDairy2 Thermal Zone, !- Zone Name
Outdoors, !- Outside Boundary Condition
, !- Outside Boundary Condition Object
SunExposed, !- Sun Exposure
WindExposed, !- Wind Exposure
, !- View Factor to Ground
5, !- Number of Vertices
43.312, !- Vertex 1 X-coordinate {m}
56.479, !- Vertex 1 Y-coordinate {m}
2.819, !- Vertex 1 Z-coordinate {m}
43.312, !- Vertex 2 X-coordinate {m}
43.769, !- Vertex 2 Y-coordinate {m}
2.819, !- Vertex 2 Z-coordinate {m}
45.872, !- Vertex 3 X-coordinate {m}
43.769, !- Vertex 3 Y-coordinate {m}
2.819, !- Vertex 3 Z-coordinate {m}
45.872, !- Vertex 4 X-coordinate {m}
55.474, !- Vertex 4 Y-coordinate {m}
2.819, !- Vertex 4 Z-coordinate {m}
44.444, !- Vertex 5 X-coordinate {m}
56.479, !- Vertex 5 Y-coordinate {m}
2.819, !- Vertex 5 Z-coordinate {m}
, !- Vertex 6 X-coordinate {m}
, !- Vertex 6 Y-coordinate {m}
, !- Vertex 6 Z-coordinate {m}
, !- Vertex 7 X-coordinate {m}
, !- Vertex 7 Y-coordinate {m}
, !- Vertex 7 Z-coordinate {m}
, !- Vertex 8 X-coordinate {m}
, !- Vertex 8 Y-coordinate {m}
, !- Vertex 8 Z-coordinate {m}
, !- Vertex 9 X-coordinate {m}
, !- Vertex 9 Y-coordinate {m}
, !- Vertex 9 Z-coordinate {m}
, !- Vertex 10 X-coordinate {m}
, !- Vertex 10 Y-coordinate {m}
, !- Vertex 10 Z-coordinate {m}
, !- Vertex 11 X-coordinate {m}
, !- Vertex 11 Y-coordinate {m}
, !- Vertex 11 Z-coordinate {m}
, !- Vertex 12 X-coordinate {m}
, !- Vertex 12 Y-coordinate {m}
, !- Vertex 12 Z-coordinate {m}
, !- Vertex 13 X-coordinate {m}
, !- Vertex 13 Y-coordinate {m}
, !- Vertex 13 Z-coordinate {m}
, !- Vertex 14 X-coordinate {m}
, !- Vertex 14 Y-coordinate {m}
, !- Vertex 14 Z-coordinate {m}
, !- Vertex 15 X-coordinate {m}
, !- Vertex 15 Y-coordinate {m}
, !- Vertex 15 Z-coordinate {m}
, !- Vertex 16 X-coordinate {m}
, !- Vertex 16 Y-coordinate {m}
, !- Vertex 16 Z-coordinate {m}
, !- Vertex 17 X-coordinate {m}
, !- Vertex 17 Y-coordinate {m}
, !- Vertex 17 Z-coordinate {m}
, !- Vertex 18 X-coordinate {m}
, !- Vertex 18 Y-coordinate {m}
, !- Vertex 18 Z-coordinate {m}
, !- Vertex 19 X-coordinate {m}
, !- Vertex 19 Y-coordinate {m}
, !- Vertex 19 Z-coordinate {m}
, !- Vertex 20 X-coordinate {m}
, !- Vertex 20 Y-coordinate {m}
; !- Vertex 20 Z-coordinate {m}
BuildingSurface:Detailed,
L1S1-SalesRefrigerationReachInDairy2_Srf_6, !- Name
Wall, !- Surface Type
Wall_Exterior, !- Construction Name
L1S1-SalesRefrigerationReachInDairy2 Thermal Zone, !- Zone Name
Outdoors, !- Outside Boundary Condition
, !- Outside Boundary Condition Object
SunExposed, !- Sun Exposure
WindExposed, !- Wind Exposure
, !- View Factor to Ground
4, !- Number of Vertices
45.872, !- Vertex 1 X-coordinate {m}
43.769, !- Vertex 1 Y-coordinate {m}
2.819, !- Vertex 1 Z-coordinate {m}
45.872, !- Vertex 2 X-coordinate {m}
43.769, !- Vertex 2 Y-coordinate {m}
2.134, !- Vertex 2 Z-coordinate {m}
45.872, !- Vertex 3 X-coordinate {m}
55.474, !- Vertex 3 Y-coordinate {m}
2.134, !- Vertex 3 Z-coordinate {m}
45.872, !- Vertex 4 X-coordinate {m}
55.474, !- Vertex 4 Y-coordinate {m}
2.819, !- Vertex 4 Z-coordinate {m}
, !- Vertex 5 X-coordinate {m}
, !- Vertex 5 Y-coordinate {m}
, !- Vertex 5 Z-coordinate {m}
, !- Vertex 6 X-coordinate {m}
, !- Vertex 6 Y-coordinate {m}
, !- Vertex 6 Z-coordinate {m}
, !- Vertex 7 X-coordinate {m}
, !- Vertex 7 Y-coordinate {m}
, !- Vertex 7 Z-coordinate {m}
, !- Vertex 8 X-coordinate {m}
, !- Vertex 8 Y-coordinate {m}
, !- Vertex 8 Z-coordinate {m}
, !- Vertex 9 X-coordinate {m}
, !- Vertex 9 Y-coordinate {m}
, !- Vertex 9 Z-coordinate {m}
, !- Vertex 10 X-coordinate {m}
, !- Vertex 10 Y-coordinate {m}
, !- Vertex 10 Z-coordinate {m}
, !- Vertex 11 X-coordinate {m}
, !- Vertex 11 Y-coordinate {m}
, !- Vertex 11 Z-coordinate {m}
, !- Vertex 12 X-coordinate {m}
, !- Vertex 12 Y-coordinate {m}
, !- Vertex 12 Z-coordinate {m}
, !- Vertex 13 X-coordinate {m}
, !- Vertex 13 Y-coordinate {m}
, !- Vertex 13 Z-coordinate {m}
, !- Vertex 14 X-coordinate {m}
, !- Vertex 14 Y-coordinate {m}
, !- Vertex 14 Z-coordinate {m}
, !- Vertex 15 X-coordinate {m}
, !- Vertex 15 Y-coordinate {m}
, !- Vertex 15 Z-coordinate {m}
, !- Vertex 16 X-coordinate {m}
, !- Vertex 16 Y-coordinate {m}
, !- Vertex 16 Z-coordinate {m}
, !- Vertex 17 X-coordinate {m}
, !- Vertex 17 Y-coordinate {m}
, !- Vertex 17 Z-coordinate {m}
, !- Vertex 18 X-coordinate {m}
, !- Vertex 18 Y-coordinate {m}
, !- Vertex 18 Z-coordinate {m}
, !- Vertex 19 X-coordinate {m}
, !- Vertex 19 Y-coordinate {m}
, !- Vertex 19 Z-coordinate {m}
, !- Vertex 20 X-coordinate {m}
, !- Vertex 20 Y-coordinate {m}
; !- Vertex 20 Z-coordinate {m}
BuildingSurface:Detailed,
L1S1-SalesRefrigerationReachPrepared_Srf_0, !- Name
Wall, !- Surface Type
Hole, !- Construction Name
L1S1-SalesRefrigerationReachPrepared Thermal Zone, !- Zone Name
Surface, !- Outside Boundary Condition
L1S1-Coffee_Srf_6, !- Outside Boundary Condition Object
NoSun, !- Sun Exposure
NoWind, !- Wind Exposure
, !- View Factor to Ground
4, !- Number of Vertices
77.337, !- Vertex 1 X-coordinate {m}
29.209, !- Vertex 1 Y-coordinate {m}
2.819, !- Vertex 1 Z-coordinate {m}
77.337, !- Vertex 2 X-coordinate {m}
29.209, !- Vertex 2 Y-coordinate {m}
2.134, !- Vertex 2 Z-coordinate {m}
79.675, !- Vertex 3 X-coordinate {m}
29.209, !- Vertex 3 Y-coordinate {m}
2.134, !- Vertex 3 Z-coordinate {m}
79.675, !- Vertex 4 X-coordinate {m}
29.209, !- Vertex 4 Y-coordinate {m}
2.819, !- Vertex 4 Z-coordinate {m}
, !- Vertex 5 X-coordinate {m}
, !- Vertex 5 Y-coordinate {m}
, !- Vertex 5 Z-coordinate {m}
, !- Vertex 6 X-coordinate {m}
, !- Vertex 6 Y-coordinate {m}
, !- Vertex 6 Z-coordinate {m}
, !- Vertex 7 X-coordinate {m}
, !- Vertex 7 Y-coordinate {m}
, !- Vertex 7 Z-coordinate {m}
, !- Vertex 8 X-coordinate {m}
, !- Vertex 8 Y-coordinate {m}
, !- Vertex 8 Z-coordinate {m}
, !- Vertex 9 X-coordinate {m}
, !- Vertex 9 Y-coordinate {m}
, !- Vertex 9 Z-coordinate {m}
, !- Vertex 10 X-coordinate {m}
, !- Vertex 10 Y-coordinate {m}
, !- Vertex 10 Z-coordinate {m}
, !- Vertex 11 X-coordinate {m}
, !- Vertex 11 Y-coordinate {m}
, !- Vertex 11 Z-coordinate {m}
, !- Vertex 12 X-coordinate {m}
, !- Vertex 12 Y-coordinate {m}
, !- Vertex 12 Z-coordinate {m}
, !- Vertex 13 X-coordinate {m}
, !- Vertex 13 Y-coordinate {m}
, !- Vertex 13 Z-coordinate {m}
, !- Vertex 14 X-coordinate {m}
, !- Vertex 14 Y-coordinate {m}
, !- Vertex 14 Z-coordinate {m}
, !- Vertex 15 X-coordinate {m}
, !- Vertex 15 Y-coordinate {m}
, !- Vertex 15 Z-coordinate {m}
, !- Vertex 16 X-coordinate {m}
, !- Vertex 16 Y-coordinate {m}
, !- Vertex 16 Z-coordinate {m}
, !- Vertex 17 X-coordinate {m}
, !- Vertex 17 Y-coordinate {m}
, !- Vertex 17 Z-coordinate {m}
, !- Vertex 18 X-coordinate {m}
, !- Vertex 18 Y-coordinate {m}
, !- Vertex 18 Z-coordinate {m}
, !- Vertex 19 X-coordinate {m}
, !- Vertex 19 Y-coordinate {m}
, !- Vertex 19 Z-coordinate {m}
, !- Vertex 20 X-coordinate {m}
, !- Vertex 20 Y-coordinate {m}
; !- Vertex 20 Z-coordinate {m}
BuildingSurface:Detailed,
L1S1-SalesRefrigerationReachPrepared_Srf_1, !- Name
Wall, !- Surface Type
Hole, !- Construction Name
L1S1-SalesRefrigerationReachPrepared Thermal Zone, !- Zone Name
Surface, !- Outside Boundary Condition
L1S1-Stairs_Srf_5, !- Outside Boundary Condition Object
NoSun, !- Sun Exposure
NoWind, !- Wind Exposure
, !- View Factor to Ground
4, !- Number of Vertices
79.675, !- Vertex 1 X-coordinate {m}
49.865, !- Vertex 1 Y-coordinate {m}
2.819, !- Vertex 1 Z-coordinate {m}
79.675, !- Vertex 2 X-coordinate {m}
49.865, !- Vertex 2 Y-coordinate {m}
2.134, !- Vertex 2 Z-coordinate {m}
77.337, !- Vertex 3 X-coordinate {m}
49.865, !- Vertex 3 Y-coordinate {m}
2.134, !- Vertex 3 Z-coordinate {m}
77.337, !- Vertex 4 X-coordinate {m}
49.865, !- Vertex 4 Y-coordinate {m}
2.819, !- Vertex 4 Z-coordinate {m}
, !- Vertex 5 X-coordinate {m}
, !- Vertex 5 Y-coordinate {m}
, !- Vertex 5 Z-coordinate {m}
, !- Vertex 6 X-coordinate {m}
, !- Vertex 6 Y-coordinate {m}
, !- Vertex 6 Z-coordinate {m}
, !- Vertex 7 X-coordinate {m}
, !- Vertex 7 Y-coordinate {m}
, !- Vertex 7 Z-coordinate {m}
, !- Vertex 8 X-coordinate {m}
, !- Vertex 8 Y-coordinate {m}
, !- Vertex 8 Z-coordinate {m}
, !- Vertex 9 X-coordinate {m}
, !- Vertex 9 Y-coordinate {m}
, !- Vertex 9 Z-coordinate {m}
, !- Vertex 10 X-coordinate {m}
, !- Vertex 10 Y-coordinate {m}
, !- Vertex 10 Z-coordinate {m}
, !- Vertex 11 X-coordinate {m}
, !- Vertex 11 Y-coordinate {m}
, !- Vertex 11 Z-coordinate {m}
, !- Vertex 12 X-coordinate {m}
, !- Vertex 12 Y-coordinate {m}
, !- Vertex 12 Z-coordinate {m}
, !- Vertex 13 X-coordinate {m}
, !- Vertex 13 Y-coordinate {m}
, !- Vertex 13 Z-coordinate {m}
, !- Vertex 14 X-coordinate {m}
, !- Vertex 14 Y-coordinate {m}
, !- Vertex 14 Z-coordinate {m}
, !- Vertex 15 X-coordinate {m}
, !- Vertex 15 Y-coordinate {m}
, !- Vertex 15 Z-coordinate {m}
, !- Vertex 16 X-coordinate {m}
, !- Vertex 16 Y-coordinate {m}
, !- Vertex 16 Z-coordinate {m}
, !- Vertex 17 X-coordinate {m}
, !- Vertex 17 Y-coordinate {m}
, !- Vertex 17 Z-coordinate {m}
, !- Vertex 18 X-coordinate {m}
, !- Vertex 18 Y-coordinate {m}
, !- Vertex 18 Z-coordinate {m}
, !- Vertex 19 X-coordinate {m}
, !- Vertex 19 Y-coordinate {m}
, !- Vertex 19 Z-coordinate {m}
, !- Vertex 20 X-coordinate {m}
, !- Vertex 20 Y-coordinate {m}
; !- Vertex 20 Z-coordinate {m}
BuildingSurface:Detailed,
L1S1-SalesRefrigerationReachPrepared_Srf_2, !- Name
Floor, !- Surface Type
Hole, !- Construction Name
L1S1-SalesRefrigerationReachPrepared Thermal Zone, !- Zone Name
outdoors, !- Outside Boundary Condition
, !- Outside Boundary Condition Object
SunExposed, !- Sun Exposure
WindExposed, !- Wind Exposure
, !- View Factor to Ground
4, !- Number of Vertices
79.675, !- Vertex 1 X-coordinate {m}
49.865, !- Vertex 1 Y-coordinate {m}
2.134, !- Vertex 1 Z-coordinate {m}
79.675, !- Vertex 2 X-coordinate {m}
29.209, !- Vertex 2 Y-coordinate {m}
2.134, !- Vertex 2 Z-coordinate {m}
77.337, !- Vertex 3 X-coordinate {m}
29.209, !- Vertex 3 Y-coordinate {m}
2.134, !- Vertex 3 Z-coordinate {m}
77.337, !- Vertex 4 X-coordinate {m}
49.865, !- Vertex 4 Y-coordinate {m}
2.134, !- Vertex 4 Z-coordinate {m}
, !- Vertex 5 X-coordinate {m}
, !- Vertex 5 Y-coordinate {m}
, !- Vertex 5 Z-coordinate {m}
, !- Vertex 6 X-coordinate {m}
, !- Vertex 6 Y-coordinate {m}
, !- Vertex 6 Z-coordinate {m}
, !- Vertex 7 X-coordinate {m}
, !- Vertex 7 Y-coordinate {m}
, !- Vertex 7 Z-coordinate {m}
, !- Vertex 8 X-coordinate {m}
, !- Vertex 8 Y-coordinate {m}
, !- Vertex 8 Z-coordinate {m}
, !- Vertex 9 X-coordinate {m}
, !- Vertex 9 Y-coordinate {m}
, !- Vertex 9 Z-coordinate {m}
, !- Vertex 10 X-coordinate {m}
, !- Vertex 10 Y-coordinate {m}
, !- Vertex 10 Z-coordinate {m}
, !- Vertex 11 X-coordinate {m}
, !- Vertex 11 Y-coordinate {m}
, !- Vertex 11 Z-coordinate {m}
, !- Vertex 12 X-coordinate {m}
, !- Vertex 12 Y-coordinate {m}
, !- Vertex 12 Z-coordinate {m}
, !- Vertex 13 X-coordinate {m}
, !- Vertex 13 Y-coordinate {m}
, !- Vertex 13 Z-coordinate {m}
, !- Vertex 14 X-coordinate {m}
, !- Vertex 14 Y-coordinate {m}
, !- Vertex 14 Z-coordinate {m}
, !- Vertex 15 X-coordinate {m}
, !- Vertex 15 Y-coordinate {m}
, !- Vertex 15 Z-coordinate {m}
, !- Vertex 16 X-coordinate {m}
, !- Vertex 16 Y-coordinate {m}
, !- Vertex 16 Z-coordinate {m}
, !- Vertex 17 X-coordinate {m}
, !- Vertex 17 Y-coordinate {m}
, !- Vertex 17 Z-coordinate {m}
, !- Vertex 18 X-coordinate {m}
, !- Vertex 18 Y-coordinate {m}
, !- Vertex 18 Z-coordinate {m}
, !- Vertex 19 X-coordinate {m}
, !- Vertex 19 Y-coordinate {m}
, !- Vertex 19 Z-coordinate {m}
, !- Vertex 20 X-coordinate {m}
, !- Vertex 20 Y-coordinate {m}
; !- Vertex 20 Z-coordinate {m}
BuildingSurface:Detailed,
L1S1-SalesRefrigerationReachPrepared_Srf_3, !- Name
Wall, !- Surface Type
Wall_Exterior, !- Construction Name
L1S1-SalesRefrigerationReachPrepared Thermal Zone, !- Zone Name
Outdoors, !- Outside Boundary Condition
, !- Outside Boundary Condition Object
SunExposed, !- Sun Exposure
WindExposed, !- Wind Exposure
, !- View Factor to Ground
4, !- Number of Vertices
79.675, !- Vertex 1 X-coordinate {m}
29.209, !- Vertex 1 Y-coordinate {m}
2.819, !- Vertex 1 Z-coordinate {m}
79.675, !- Vertex 2 X-coordinate {m}
29.209, !- Vertex 2 Y-coordinate {m}
2.134, !- Vertex 2 Z-coordinate {m}
79.675, !- Vertex 3 X-coordinate {m}
49.865, !- Vertex 3 Y-coordinate {m}
2.134, !- Vertex 3 Z-coordinate {m}
79.675, !- Vertex 4 X-coordinate {m}
49.865, !- Vertex 4 Y-coordinate {m}
2.819, !- Vertex 4 Z-coordinate {m}
, !- Vertex 5 X-coordinate {m}
, !- Vertex 5 Y-coordinate {m}
, !- Vertex 5 Z-coordinate {m}
, !- Vertex 6 X-coordinate {m}
, !- Vertex 6 Y-coordinate {m}
, !- Vertex 6 Z-coordinate {m}
, !- Vertex 7 X-coordinate {m}
, !- Vertex 7 Y-coordinate {m}
, !- Vertex 7 Z-coordinate {m}
, !- Vertex 8 X-coordinate {m}
, !- Vertex 8 Y-coordinate {m}
, !- Vertex 8 Z-coordinate {m}
, !- Vertex 9 X-coordinate {m}
, !- Vertex 9 Y-coordinate {m}
, !- Vertex 9 Z-coordinate {m}
, !- Vertex 10 X-coordinate {m}
, !- Vertex 10 Y-coordinate {m}
, !- Vertex 10 Z-coordinate {m}
, !- Vertex 11 X-coordinate {m}
, !- Vertex 11 Y-coordinate {m}
, !- Vertex 11 Z-coordinate {m}
, !- Vertex 12 X-coordinate {m}
, !- Vertex 12 Y-coordinate {m}
, !- Vertex 12 Z-coordinate {m}
, !- Vertex 13 X-coordinate {m}
, !- Vertex 13 Y-coordinate {m}
, !- Vertex 13 Z-coordinate {m}
, !- Vertex 14 X-coordinate {m}
, !- Vertex 14 Y-coordinate {m}
, !- Vertex 14 Z-coordinate {m}
, !- Vertex 15 X-coordinate {m}
, !- Vertex 15 Y-coordinate {m}
, !- Vertex 15 Z-coordinate {m}
, !- Vertex 16 X-coordinate {m}
, !- Vertex 16 Y-coordinate {m}
, !- Vertex 16 Z-coordinate {m}
, !- Vertex 17 X-coordinate {m}
, !- Vertex 17 Y-coordinate {m}
, !- Vertex 17 Z-coordinate {m}
, !- Vertex 18 X-coordinate {m}
, !- Vertex 18 Y-coordinate {m}
, !- Vertex 18 Z-coordinate {m}
, !- Vertex 19 X-coordinate {m}
, !- Vertex 19 Y-coordinate {m}
, !- Vertex 19 Z-coordinate {m}
, !- Vertex 20 X-coordinate {m}
, !- Vertex 20 Y-coordinate {m}
; !- Vertex 20 Z-coordinate {m}
BuildingSurface:Detailed,
L1S1-SalesRefrigerationReachPrepared_Srf_4, !- Name
Ceiling, !- Surface Type
Hole, !- Construction Name
L1S1-SalesRefrigerationReachPrepared Thermal Zone, !- Zone Name
Surface, !- Outside Boundary Condition
L1S2-ReachInPrepared_Srf_2, !- Outside Boundary Condition Object
NoSun, !- Sun Exposure
NoWind, !- Wind Exposure
, !- View Factor to Ground
4, !- Number of Vertices
77.337, !- Vertex 1 X-coordinate {m}
49.865, !- Vertex 1 Y-coordinate {m}
2.819, !- Vertex 1 Z-coordinate {m}
77.337, !- Vertex 2 X-coordinate {m}
29.209, !- Vertex 2 Y-coordinate {m}
2.819, !- Vertex 2 Z-coordinate {m}
79.675, !- Vertex 3 X-coordinate {m}
29.209, !- Vertex 3 Y-coordinate {m}
2.819, !- Vertex 3 Z-coordinate {m}
79.675, !- Vertex 4 X-coordinate {m}
49.865, !- Vertex 4 Y-coordinate {m}
2.819, !- Vertex 4 Z-coordinate {m}
, !- Vertex 5 X-coordinate {m}
, !- Vertex 5 Y-coordinate {m}
, !- Vertex 5 Z-coordinate {m}
, !- Vertex 6 X-coordinate {m}
, !- Vertex 6 Y-coordinate {m}
, !- Vertex 6 Z-coordinate {m}
, !- Vertex 7 X-coordinate {m}
, !- Vertex 7 Y-coordinate {m}
, !- Vertex 7 Z-coordinate {m}
, !- Vertex 8 X-coordinate {m}
, !- Vertex 8 Y-coordinate {m}
, !- Vertex 8 Z-coordinate {m}
, !- Vertex 9 X-coordinate {m}
, !- Vertex 9 Y-coordinate {m}
, !- Vertex 9 Z-coordinate {m}
, !- Vertex 10 X-coordinate {m}
, !- Vertex 10 Y-coordinate {m}
, !- Vertex 10 Z-coordinate {m}
, !- Vertex 11 X-coordinate {m}
, !- Vertex 11 Y-coordinate {m}
, !- Vertex 11 Z-coordinate {m}
, !- Vertex 12 X-coordinate {m}
, !- Vertex 12 Y-coordinate {m}
, !- Vertex 12 Z-coordinate {m}
, !- Vertex 13 X-coordinate {m}
, !- Vertex 13 Y-coordinate {m}
, !- Vertex 13 Z-coordinate {m}
, !- Vertex 14 X-coordinate {m}
, !- Vertex 14 Y-coordinate {m}
, !- Vertex 14 Z-coordinate {m}
, !- Vertex 15 X-coordinate {m}
, !- Vertex 15 Y-coordinate {m}
, !- Vertex 15 Z-coordinate {m}
, !- Vertex 16 X-coordinate {m}
, !- Vertex 16 Y-coordinate {m}
, !- Vertex 16 Z-coordinate {m}
, !- Vertex 17 X-coordinate {m}
, !- Vertex 17 Y-coordinate {m}
, !- Vertex 17 Z-coordinate {m}
, !- Vertex 18 X-coordinate {m}
, !- Vertex 18 Y-coordinate {m}
, !- Vertex 18 Z-coordinate {m}
, !- Vertex 19 X-coordinate {m}
, !- Vertex 19 Y-coordinate {m}
, !- Vertex 19 Z-coordinate {m}
, !- Vertex 20 X-coordinate {m}
, !- Vertex 20 Y-coordinate {m}
; !- Vertex 20 Z-coordinate {m}
BuildingSurface:Detailed,
L1S1-SalesRefrigerationReachPrepared_Srf_5, !- Name
Wall, !- Surface Type
Wall_Exterior, !- Construction Name
L1S1-SalesRefrigerationReachPrepared Thermal Zone, !- Zone Name
Outdoors, !- Outside Boundary Condition
, !- Outside Boundary Condition Object
SunExposed, !- Sun Exposure
WindExposed, !- Wind Exposure
, !- View Factor to Ground
4, !- Number of Vertices
77.337, !- Vertex 1 X-coordinate {m}
49.865, !- Vertex 1 Y-coordinate {m}
2.819, !- Vertex 1 Z-coordinate {m}
77.337, !- Vertex 2 X-coordinate {m}
49.865, !- Vertex 2 Y-coordinate {m}
2.134, !- Vertex 2 Z-coordinate {m}
77.337, !- Vertex 3 X-coordinate {m}
29.209, !- Vertex 3 Y-coordinate {m}
2.134, !- Vertex 3 Z-coordinate {m}
77.337, !- Vertex 4 X-coordinate {m}
29.209, !- Vertex 4 Y-coordinate {m}
2.819, !- Vertex 4 Z-coordinate {m}
, !- Vertex 5 X-coordinate {m}
, !- Vertex 5 Y-coordinate {m}
, !- Vertex 5 Z-coordinate {m}
, !- Vertex 6 X-coordinate {m}
, !- Vertex 6 Y-coordinate {m}
, !- Vertex 6 Z-coordinate {m}
, !- Vertex 7 X-coordinate {m}
, !- Vertex 7 Y-coordinate {m}
, !- Vertex 7 Z-coordinate {m}
, !- Vertex 8 X-coordinate {m}
, !- Vertex 8 Y-coordinate {m}
, !- Vertex 8 Z-coordinate {m}
, !- Vertex 9 X-coordinate {m}
, !- Vertex 9 Y-coordinate {m}
, !- Vertex 9 Z-coordinate {m}
, !- Vertex 10 X-coordinate {m}
, !- Vertex 10 Y-coordinate {m}
, !- Vertex 10 Z-coordinate {m}
, !- Vertex 11 X-coordinate {m}
, !- Vertex 11 Y-coordinate {m}
, !- Vertex 11 Z-coordinate {m}
, !- Vertex 12 X-coordinate {m}
, !- Vertex 12 Y-coordinate {m}
, !- Vertex 12 Z-coordinate {m}
, !- Vertex 13 X-coordinate {m}
, !- Vertex 13 Y-coordinate {m}
, !- Vertex 13 Z-coordinate {m}
, !- Vertex 14 X-coordinate {m}
, !- Vertex 14 Y-coordinate {m}
, !- Vertex 14 Z-coordinate {m}
, !- Vertex 15 X-coordinate {m}
, !- Vertex 15 Y-coordinate {m}
, !- Vertex 15 Z-coordinate {m}
, !- Vertex 16 X-coordinate {m}
, !- Vertex 16 Y-coordinate {m}
, !- Vertex 16 Z-coordinate {m}
, !- Vertex 17 X-coordinate {m}
, !- Vertex 17 Y-coordinate {m}
, !- Vertex 17 Z-coordinate {m}
, !- Vertex 18 X-coordinate {m}
, !- Vertex 18 Y-coordinate {m}
, !- Vertex 18 Z-coordinate {m}
, !- Vertex 19 X-coordinate {m}
, !- Vertex 19 Y-coordinate {m}
, !- Vertex 19 Z-coordinate {m}
, !- Vertex 20 X-coordinate {m}
, !- Vertex 20 Y-coordinate {m}
; !- Vertex 20 Z-coordinate {m}
BuildingSurface:Detailed,
L1S1-SalesSouth_Srf_0, !- Name
Wall, !- Surface Type
Wall_Exterior, !- Construction Name
L1S1-SalesSouth Thermal Zone, !- Zone Name
Outdoors, !- Outside Boundary Condition
, !- Outside Boundary Condition Object
SunExposed, !- Sun Exposure
WindExposed, !- Wind Exposure
, !- View Factor to Ground
4, !- Number of Vertices
69.129, !- Vertex 1 X-coordinate {m}
41.605, !- Vertex 1 Y-coordinate {m}
2.819, !- Vertex 1 Z-coordinate {m}
69.129, !- Vertex 2 X-coordinate {m}
41.605, !- Vertex 2 Y-coordinate {m}
2.134, !- Vertex 2 Z-coordinate {m}
68.001, !- Vertex 3 X-coordinate {m}
41.605, !- Vertex 3 Y-coordinate {m}
2.134, !- Vertex 3 Z-coordinate {m}
68.001, !- Vertex 4 X-coordinate {m}
41.605, !- Vertex 4 Y-coordinate {m}
2.819, !- Vertex 4 Z-coordinate {m}
, !- Vertex 5 X-coordinate {m}
, !- Vertex 5 Y-coordinate {m}
, !- Vertex 5 Z-coordinate {m}
, !- Vertex 6 X-coordinate {m}
, !- Vertex 6 Y-coordinate {m}
, !- Vertex 6 Z-coordinate {m}
, !- Vertex 7 X-coordinate {m}
, !- Vertex 7 Y-coordinate {m}
, !- Vertex 7 Z-coordinate {m}
, !- Vertex 8 X-coordinate {m}
, !- Vertex 8 Y-coordinate {m}
, !- Vertex 8 Z-coordinate {m}
, !- Vertex 9 X-coordinate {m}
, !- Vertex 9 Y-coordinate {m}
, !- Vertex 9 Z-coordinate {m}
, !- Vertex 10 X-coordinate {m}
, !- Vertex 10 Y-coordinate {m}
, !- Vertex 10 Z-coordinate {m}
, !- Vertex 11 X-coordinate {m}
, !- Vertex 11 Y-coordinate {m}
, !- Vertex 11 Z-coordinate {m}
, !- Vertex 12 X-coordinate {m}
, !- Vertex 12 Y-coordinate {m}
, !- Vertex 12 Z-coordinate {m}
, !- Vertex 13 X-coordinate {m}
, !- Vertex 13 Y-coordinate {m}
, !- Vertex 13 Z-coordinate {m}
, !- Vertex 14 X-coordinate {m}
, !- Vertex 14 Y-coordinate {m}
, !- Vertex 14 Z-coordinate {m}
, !- Vertex 15 X-coordinate {m}
, !- Vertex 15 Y-coordinate {m}
, !- Vertex 15 Z-coordinate {m}
, !- Vertex 16 X-coordinate {m}
, !- Vertex 16 Y-coordinate {m}
, !- Vertex 16 Z-coordinate {m}
, !- Vertex 17 X-coordinate {m}
, !- Vertex 17 Y-coordinate {m}
, !- Vertex 17 Z-coordinate {m}
, !- Vertex 18 X-coordinate {m}
, !- Vertex 18 Y-coordinate {m}
, !- Vertex 18 Z-coordinate {m}
, !- Vertex 19 X-coordinate {m}
, !- Vertex 19 Y-coordinate {m}
, !- Vertex 19 Z-coordinate {m}
, !- Vertex 20 X-coordinate {m}
, !- Vertex 20 Y-coordinate {m}
; !- Vertex 20 Z-coordinate {m}
BuildingSurface:Detailed,
L1S1-SalesSouth_Srf_1, !- Name
Wall, !- Surface Type
Wall_Exterior, !- Construction Name
L1S1-SalesSouth Thermal Zone, !- Zone Name
Outdoors, !- Outside Boundary Condition
, !- Outside Boundary Condition Object
SunExposed, !- Sun Exposure
WindExposed, !- Wind Exposure
, !- View Factor to Ground
4, !- Number of Vertices
68.001, !- Vertex 1 X-coordinate {m}
41.605, !- Vertex 1 Y-coordinate {m}
2.819, !- Vertex 1 Z-coordinate {m}
68.001, !- Vertex 2 X-coordinate {m}
41.605, !- Vertex 2 Y-coordinate {m}
2.134, !- Vertex 2 Z-coordinate {m}
68.001, !- Vertex 3 X-coordinate {m}
35.296, !- Vertex 3 Y-coordinate {m}
2.134, !- Vertex 3 Z-coordinate {m}
68.001, !- Vertex 4 X-coordinate {m}
35.296, !- Vertex 4 Y-coordinate {m}
2.819, !- Vertex 4 Z-coordinate {m}
, !- Vertex 5 X-coordinate {m}
, !- Vertex 5 Y-coordinate {m}
, !- Vertex 5 Z-coordinate {m}
, !- Vertex 6 X-coordinate {m}
, !- Vertex 6 Y-coordinate {m}
, !- Vertex 6 Z-coordinate {m}
, !- Vertex 7 X-coordinate {m}
, !- Vertex 7 Y-coordinate {m}
, !- Vertex 7 Z-coordinate {m}
, !- Vertex 8 X-coordinate {m}
, !- Vertex 8 Y-coordinate {m}
, !- Vertex 8 Z-coordinate {m}
, !- Vertex 9 X-coordinate {m}
, !- Vertex 9 Y-coordinate {m}
, !- Vertex 9 Z-coordinate {m}
, !- Vertex 10 X-coordinate {m}
, !- Vertex 10 Y-coordinate {m}
, !- Vertex 10 Z-coordinate {m}
, !- Vertex 11 X-coordinate {m}
, !- Vertex 11 Y-coordinate {m}
, !- Vertex 11 Z-coordinate {m}
, !- Vertex 12 X-coordinate {m}
, !- Vertex 12 Y-coordinate {m}
, !- Vertex 12 Z-coordinate {m}
, !- Vertex 13 X-coordinate {m}
, !- Vertex 13 Y-coordinate {m}
, !- Vertex 13 Z-coordinate {m}
, !- Vertex 14 X-coordinate {m}
, !- Vertex 14 Y-coordinate {m}
, !- Vertex 14 Z-coordinate {m}
, !- Vertex 15 X-coordinate {m}
, !- Vertex 15 Y-coordinate {m}
, !- Vertex 15 Z-coordinate {m}
, !- Vertex 16 X-coordinate {m}
, !- Vertex 16 Y-coordinate {m}
, !- Vertex 16 Z-coordinate {m}
, !- Vertex 17 X-coordinate {m}
, !- Vertex 17 Y-coordinate {m}
, !- Vertex 17 Z-coordinate {m}
, !- Vertex 18 X-coordinate {m}
, !- Vertex 18 Y-coordinate {m}
, !- Vertex 18 Z-coordinate {m}
, !- Vertex 19 X-coordinate {m}
, !- Vertex 19 Y-coordinate {m}
, !- Vertex 19 Z-coordinate {m}
, !- Vertex 20 X-coordinate {m}
, !- Vertex 20 Y-coordinate {m}
; !- Vertex 20 Z-coordinate {m}
BuildingSurface:Detailed,
L1S1-SalesSouth_Srf_2, !- Name
Wall, !- Surface Type
Wall_Exterior, !- Construction Name
L1S1-SalesSouth Thermal Zone, !- Zone Name
Outdoors, !- Outside Boundary Condition
, !- Outside Boundary Condition Object
SunExposed, !- Sun Exposure
WindExposed, !- Wind Exposure
, !- View Factor to Ground
4, !- Number of Vertices
53.005, !- Vertex 1 X-coordinate {m}
34.869, !- Vertex 1 Y-coordinate {m}
2.819, !- Vertex 1 Z-coordinate {m}
53.005, !- Vertex 2 X-coordinate {m}
34.869, !- Vertex 2 Y-coordinate {m}
2.134, !- Vertex 2 Z-coordinate {m}
53.005, !- Vertex 3 X-coordinate {m}
31.364, !- Vertex 3 Y-coordinate {m}
2.134, !- Vertex 3 Z-coordinate {m}
53.005, !- Vertex 4 X-coordinate {m}
31.364, !- Vertex 4 Y-coordinate {m}
2.819, !- Vertex 4 Z-coordinate {m}
, !- Vertex 5 X-coordinate {m}
, !- Vertex 5 Y-coordinate {m}
, !- Vertex 5 Z-coordinate {m}
, !- Vertex 6 X-coordinate {m}
, !- Vertex 6 Y-coordinate {m}
, !- Vertex 6 Z-coordinate {m}
, !- Vertex 7 X-coordinate {m}
, !- Vertex 7 Y-coordinate {m}
, !- Vertex 7 Z-coordinate {m}
, !- Vertex 8 X-coordinate {m}
, !- Vertex 8 Y-coordinate {m}
, !- Vertex 8 Z-coordinate {m}
, !- Vertex 9 X-coordinate {m}
, !- Vertex 9 Y-coordinate {m}
, !- Vertex 9 Z-coordinate {m}
, !- Vertex 10 X-coordinate {m}
, !- Vertex 10 Y-coordinate {m}
, !- Vertex 10 Z-coordinate {m}
, !- Vertex 11 X-coordinate {m}
, !- Vertex 11 Y-coordinate {m}
, !- Vertex 11 Z-coordinate {m}
, !- Vertex 12 X-coordinate {m}
, !- Vertex 12 Y-coordinate {m}
, !- Vertex 12 Z-coordinate {m}
, !- Vertex 13 X-coordinate {m}
, !- Vertex 13 Y-coordinate {m}
, !- Vertex 13 Z-coordinate {m}
, !- Vertex 14 X-coordinate {m}
, !- Vertex 14 Y-coordinate {m}
, !- Vertex 14 Z-coordinate {m}
, !- Vertex 15 X-coordinate {m}
, !- Vertex 15 Y-coordinate {m}
, !- Vertex 15 Z-coordinate {m}
, !- Vertex 16 X-coordinate {m}
, !- Vertex 16 Y-coordinate {m}
, !- Vertex 16 Z-coordinate {m}
, !- Vertex 17 X-coordinate {m}
, !- Vertex 17 Y-coordinate {m}
, !- Vertex 17 Z-coordinate {m}
, !- Vertex 18 X-coordinate {m}
, !- Vertex 18 Y-coordinate {m}
, !- Vertex 18 Z-coordinate {m}
, !- Vertex 19 X-coordinate {m}
, !- Vertex 19 Y-coordinate {m}
, !- Vertex 19 Z-coordinate {m}
, !- Vertex 20 X-coordinate {m}
, !- Vertex 20 Y-coordinate {m}
; !- Vertex 20 Z-coordinate {m}
BuildingSurface:Detailed,
L1S1-SalesSouth_Srf_3, !- Name
Wall, !- Surface Type
Hole, !- Construction Name
L1S1-SalesSouth Thermal Zone, !- Zone Name
Surface, !- Outside Boundary Condition
L1S1-SalesRefrigerationAisle6_Srf_2, !- Outside Boundary Condition Object
NoSun, !- Sun Exposure
NoWind, !- Wind Exposure
, !- View Factor to Ground
4, !- Number of Vertices
63.856, !- Vertex 1 X-coordinate {m}
35.296, !- Vertex 1 Y-coordinate {m}
2.819, !- Vertex 1 Z-coordinate {m}
63.856, !- Vertex 2 X-coordinate {m}
35.296, !- Vertex 2 Y-coordinate {m}
2.134, !- Vertex 2 Z-coordinate {m}
63.856, !- Vertex 3 X-coordinate {m}
34.869, !- Vertex 3 Y-coordinate {m}
2.134, !- Vertex 3 Z-coordinate {m}
63.856, !- Vertex 4 X-coordinate {m}
34.869, !- Vertex 4 Y-coordinate {m}
2.819, !- Vertex 4 Z-coordinate {m}
, !- Vertex 5 X-coordinate {m}
, !- Vertex 5 Y-coordinate {m}
, !- Vertex 5 Z-coordinate {m}
, !- Vertex 6 X-coordinate {m}
, !- Vertex 6 Y-coordinate {m}
, !- Vertex 6 Z-coordinate {m}
, !- Vertex 7 X-coordinate {m}
, !- Vertex 7 Y-coordinate {m}
, !- Vertex 7 Z-coordinate {m}
, !- Vertex 8 X-coordinate {m}
, !- Vertex 8 Y-coordinate {m}
, !- Vertex 8 Z-coordinate {m}
, !- Vertex 9 X-coordinate {m}
, !- Vertex 9 Y-coordinate {m}
, !- Vertex 9 Z-coordinate {m}
, !- Vertex 10 X-coordinate {m}
, !- Vertex 10 Y-coordinate {m}
, !- Vertex 10 Z-coordinate {m}
, !- Vertex 11 X-coordinate {m}
, !- Vertex 11 Y-coordinate {m}
, !- Vertex 11 Z-coordinate {m}
, !- Vertex 12 X-coordinate {m}
, !- Vertex 12 Y-coordinate {m}
, !- Vertex 12 Z-coordinate {m}
, !- Vertex 13 X-coordinate {m}
, !- Vertex 13 Y-coordinate {m}
, !- Vertex 13 Z-coordinate {m}
, !- Vertex 14 X-coordinate {m}
, !- Vertex 14 Y-coordinate {m}
, !- Vertex 14 Z-coordinate {m}
, !- Vertex 15 X-coordinate {m}
, !- Vertex 15 Y-coordinate {m}
, !- Vertex 15 Z-coordinate {m}
, !- Vertex 16 X-coordinate {m}
, !- Vertex 16 Y-coordinate {m}
, !- Vertex 16 Z-coordinate {m}
, !- Vertex 17 X-coordinate {m}
, !- Vertex 17 Y-coordinate {m}
, !- Vertex 17 Z-coordinate {m}
, !- Vertex 18 X-coordinate {m}
, !- Vertex 18 Y-coordinate {m}
, !- Vertex 18 Z-coordinate {m}
, !- Vertex 19 X-coordinate {m}
, !- Vertex 19 Y-coordinate {m}
, !- Vertex 19 Z-coordinate {m}
, !- Vertex 20 X-coordinate {m}
, !- Vertex 20 Y-coordinate {m}
; !- Vertex 20 Z-coordinate {m}
BuildingSurface:Detailed,
L1S1-SalesSouth_Srf_4, !- Name
Wall, !- Surface Type
Wall_Exterior, !- Construction Name
L1S1-SalesSouth Thermal Zone, !- Zone Name
Outdoors, !- Outside Boundary Condition
, !- Outside Boundary Condition Object
SunExposed, !- Sun Exposure
WindExposed, !- Wind Exposure
, !- View Factor to Ground
4, !- Number of Vertices
63.856, !- Vertex 1 X-coordinate {m}
34.869, !- Vertex 1 Y-coordinate {m}
2.819, !- Vertex 1 Z-coordinate {m}
63.856, !- Vertex 2 X-coordinate {m}
34.869, !- Vertex 2 Y-coordinate {m}
2.134, !- Vertex 2 Z-coordinate {m}
53.005, !- Vertex 3 X-coordinate {m}
34.869, !- Vertex 3 Y-coordinate {m}
2.134, !- Vertex 3 Z-coordinate {m}
53.005, !- Vertex 4 X-coordinate {m}
34.869, !- Vertex 4 Y-coordinate {m}
2.819, !- Vertex 4 Z-coordinate {m}
, !- Vertex 5 X-coordinate {m}
, !- Vertex 5 Y-coordinate {m}
, !- Vertex 5 Z-coordinate {m}
, !- Vertex 6 X-coordinate {m}
, !- Vertex 6 Y-coordinate {m}
, !- Vertex 6 Z-coordinate {m}
, !- Vertex 7 X-coordinate {m}
, !- Vertex 7 Y-coordinate {m}
, !- Vertex 7 Z-coordinate {m}
, !- Vertex 8 X-coordinate {m}
, !- Vertex 8 Y-coordinate {m}
, !- Vertex 8 Z-coordinate {m}
, !- Vertex 9 X-coordinate {m}
, !- Vertex 9 Y-coordinate {m}
, !- Vertex 9 Z-coordinate {m}
, !- Vertex 10 X-coordinate {m}
, !- Vertex 10 Y-coordinate {m}
, !- Vertex 10 Z-coordinate {m}
, !- Vertex 11 X-coordinate {m}
, !- Vertex 11 Y-coordinate {m}
, !- Vertex 11 Z-coordinate {m}
, !- Vertex 12 X-coordinate {m}
, !- Vertex 12 Y-coordinate {m}
, !- Vertex 12 Z-coordinate {m}
, !- Vertex 13 X-coordinate {m}
, !- Vertex 13 Y-coordinate {m}
, !- Vertex 13 Z-coordinate {m}
, !- Vertex 14 X-coordinate {m}
, !- Vertex 14 Y-coordinate {m}
, !- Vertex 14 Z-coordinate {m}
, !- Vertex 15 X-coordinate {m}
, !- Vertex 15 Y-coordinate {m}
, !- Vertex 15 Z-coordinate {m}
, !- Vertex 16 X-coordinate {m}
, !- Vertex 16 Y-coordinate {m}
, !- Vertex 16 Z-coordinate {m}
, !- Vertex 17 X-coordinate {m}
, !- Vertex 17 Y-coordinate {m}
, !- Vertex 17 Z-coordinate {m}
, !- Vertex 18 X-coordinate {m}
, !- Vertex 18 Y-coordinate {m}
, !- Vertex 18 Z-coordinate {m}
, !- Vertex 19 X-coordinate {m}
, !- Vertex 19 Y-coordinate {m}
, !- Vertex 19 Z-coordinate {m}
, !- Vertex 20 X-coordinate {m}
, !- Vertex 20 Y-coordinate {m}
; !- Vertex 20 Z-coordinate {m}
BuildingSurface:Detailed,
L1S1-SalesSouth_Srf_5, !- Name
Floor, !- Surface Type
Hole, !- Construction Name
L1S1-SalesSouth Thermal Zone, !- Zone Name
outdoors, !- Outside Boundary Condition
, !- Outside Boundary Condition Object
SunExposed, !- Sun Exposure
WindExposed, !- Wind Exposure
, !- View Factor to Ground
8, !- Number of Vertices
69.129, !- Vertex 1 X-coordinate {m}
41.605, !- Vertex 1 Y-coordinate {m}
2.134, !- Vertex 1 Z-coordinate {m}
69.129, !- Vertex 2 X-coordinate {m}
31.364, !- Vertex 2 Y-coordinate {m}
2.134, !- Vertex 2 Z-coordinate {m}
53.005, !- Vertex 3 X-coordinate {m}
31.364, !- Vertex 3 Y-coordinate {m}
2.134, !- Vertex 3 Z-coordinate {m}
53.005, !- Vertex 4 X-coordinate {m}
34.869, !- Vertex 4 Y-coordinate {m}
2.134, !- Vertex 4 Z-coordinate {m}
63.856, !- Vertex 5 X-coordinate {m}
34.869, !- Vertex 5 Y-coordinate {m}
2.134, !- Vertex 5 Z-coordinate {m}
63.856, !- Vertex 6 X-coordinate {m}
35.296, !- Vertex 6 Y-coordinate {m}
2.134, !- Vertex 6 Z-coordinate {m}
68.001, !- Vertex 7 X-coordinate {m}
35.296, !- Vertex 7 Y-coordinate {m}
2.134, !- Vertex 7 Z-coordinate {m}
68.001, !- Vertex 8 X-coordinate {m}
41.605, !- Vertex 8 Y-coordinate {m}
2.134, !- Vertex 8 Z-coordinate {m}
, !- Vertex 9 X-coordinate {m}
, !- Vertex 9 Y-coordinate {m}
, !- Vertex 9 Z-coordinate {m}
, !- Vertex 10 X-coordinate {m}
, !- Vertex 10 Y-coordinate {m}
, !- Vertex 10 Z-coordinate {m}
, !- Vertex 11 X-coordinate {m}
, !- Vertex 11 Y-coordinate {m}
, !- Vertex 11 Z-coordinate {m}
, !- Vertex 12 X-coordinate {m}
, !- Vertex 12 Y-coordinate {m}
, !- Vertex 12 Z-coordinate {m}
, !- Vertex 13 X-coordinate {m}
, !- Vertex 13 Y-coordinate {m}
, !- Vertex 13 Z-coordinate {m}
, !- Vertex 14 X-coordinate {m}
, !- Vertex 14 Y-coordinate {m}
, !- Vertex 14 Z-coordinate {m}
, !- Vertex 15 X-coordinate {m}
, !- Vertex 15 Y-coordinate {m}
, !- Vertex 15 Z-coordinate {m}
, !- Vertex 16 X-coordinate {m}
, !- Vertex 16 Y-coordinate {m}
, !- Vertex 16 Z-coordinate {m}
, !- Vertex 17 X-coordinate {m}
, !- Vertex 17 Y-coordinate {m}
, !- Vertex 17 Z-coordinate {m}
, !- Vertex 18 X-coordinate {m}
, !- Vertex 18 Y-coordinate {m}
, !- Vertex 18 Z-coordinate {m}
, !- Vertex 19 X-coordinate {m}
, !- Vertex 19 Y-coordinate {m}
, !- Vertex 19 Z-coordinate {m}
, !- Vertex 20 X-coordinate {m}
, !- Vertex 20 Y-coordinate {m}
; !- Vertex 20 Z-coordinate {m}
BuildingSurface:Detailed,
L1S1-SalesSouth_Srf_6, !- Name
Wall, !- Surface Type
Hole, !- Construction Name
L1S1-SalesSouth Thermal Zone, !- Zone Name
Surface, !- Outside Boundary Condition
L1S1-SalesRefrigerationAisle6_Srf_6, !- Outside Boundary Condition Object
NoSun, !- Sun Exposure
NoWind, !- Wind Exposure
, !- View Factor to Ground
4, !- Number of Vertices
68.001, !- Vertex 1 X-coordinate {m}
35.296, !- Vertex 1 Y-coordinate {m}
2.819, !- Vertex 1 Z-coordinate {m}
68.001, !- Vertex 2 X-coordinate {m}
35.296, !- Vertex 2 Y-coordinate {m}
2.134, !- Vertex 2 Z-coordinate {m}
63.856, !- Vertex 3 X-coordinate {m}
35.296, !- Vertex 3 Y-coordinate {m}
2.134, !- Vertex 3 Z-coordinate {m}
63.856, !- Vertex 4 X-coordinate {m}
35.296, !- Vertex 4 Y-coordinate {m}
2.819, !- Vertex 4 Z-coordinate {m}
, !- Vertex 5 X-coordinate {m}
, !- Vertex 5 Y-coordinate {m}
, !- Vertex 5 Z-coordinate {m}
, !- Vertex 6 X-coordinate {m}
, !- Vertex 6 Y-coordinate {m}
, !- Vertex 6 Z-coordinate {m}
, !- Vertex 7 X-coordinate {m}
, !- Vertex 7 Y-coordinate {m}
, !- Vertex 7 Z-coordinate {m}
, !- Vertex 8 X-coordinate {m}
, !- Vertex 8 Y-coordinate {m}
, !- Vertex 8 Z-coordinate {m}
, !- Vertex 9 X-coordinate {m}
, !- Vertex 9 Y-coordinate {m}
, !- Vertex 9 Z-coordinate {m}
, !- Vertex 10 X-coordinate {m}
, !- Vertex 10 Y-coordinate {m}
, !- Vertex 10 Z-coordinate {m}
, !- Vertex 11 X-coordinate {m}
, !- Vertex 11 Y-coordinate {m}
, !- Vertex 11 Z-coordinate {m}
, !- Vertex 12 X-coordinate {m}
, !- Vertex 12 Y-coordinate {m}
, !- Vertex 12 Z-coordinate {m}
, !- Vertex 13 X-coordinate {m}
, !- Vertex 13 Y-coordinate {m}
, !- Vertex 13 Z-coordinate {m}
, !- Vertex 14 X-coordinate {m}
, !- Vertex 14 Y-coordinate {m}
, !- Vertex 14 Z-coordinate {m}
, !- Vertex 15 X-coordinate {m}
, !- Vertex 15 Y-coordinate {m}
, !- Vertex 15 Z-coordinate {m}
, !- Vertex 16 X-coordinate {m}
, !- Vertex 16 Y-coordinate {m}
, !- Vertex 16 Z-coordinate {m}
, !- Vertex 17 X-coordinate {m}
, !- Vertex 17 Y-coordinate {m}
, !- Vertex 17 Z-coordinate {m}
, !- Vertex 18 X-coordinate {m}
, !- Vertex 18 Y-coordinate {m}
, !- Vertex 18 Z-coordinate {m}
, !- Vertex 19 X-coordinate {m}
, !- Vertex 19 Y-coordinate {m}
, !- Vertex 19 Z-coordinate {m}
, !- Vertex 20 X-coordinate {m}
, !- Vertex 20 Y-coordinate {m}
; !- Vertex 20 Z-coordinate {m}
BuildingSurface:Detailed,
L1S1-SalesSouth_Srf_7, !- Name
Wall, !- Surface Type
Wall_Exterior, !- Construction Name
L1S1-SalesSouth Thermal Zone, !- Zone Name
Outdoors, !- Outside Boundary Condition
, !- Outside Boundary Condition Object
SunExposed, !- Sun Exposure
WindExposed, !- Wind Exposure
, !- View Factor to Ground
4, !- Number of Vertices
53.005, !- Vertex 1 X-coordinate {m}
31.364, !- Vertex 1 Y-coordinate {m}
2.819, !- Vertex 1 Z-coordinate {m}
53.005, !- Vertex 2 X-coordinate {m}
31.364, !- Vertex 2 Y-coordinate {m}
2.134, !- Vertex 2 Z-coordinate {m}
69.129, !- Vertex 3 X-coordinate {m}
31.364, !- Vertex 3 Y-coordinate {m}
2.134, !- Vertex 3 Z-coordinate {m}
69.129, !- Vertex 4 X-coordinate {m}
31.364, !- Vertex 4 Y-coordinate {m}
2.819, !- Vertex 4 Z-coordinate {m}
, !- Vertex 5 X-coordinate {m}
, !- Vertex 5 Y-coordinate {m}
, !- Vertex 5 Z-coordinate {m}
, !- Vertex 6 X-coordinate {m}
, !- Vertex 6 Y-coordinate {m}
, !- Vertex 6 Z-coordinate {m}
, !- Vertex 7 X-coordinate {m}
, !- Vertex 7 Y-coordinate {m}
, !- Vertex 7 Z-coordinate {m}
, !- Vertex 8 X-coordinate {m}
, !- Vertex 8 Y-coordinate {m}
, !- Vertex 8 Z-coordinate {m}
, !- Vertex 9 X-coordinate {m}
, !- Vertex 9 Y-coordinate {m}
, !- Vertex 9 Z-coordinate {m}
, !- Vertex 10 X-coordinate {m}
, !- Vertex 10 Y-coordinate {m}
, !- Vertex 10 Z-coordinate {m}
, !- Vertex 11 X-coordinate {m}
, !- Vertex 11 Y-coordinate {m}
, !- Vertex 11 Z-coordinate {m}
, !- Vertex 12 X-coordinate {m}
, !- Vertex 12 Y-coordinate {m}
, !- Vertex 12 Z-coordinate {m}
, !- Vertex 13 X-coordinate {m}
, !- Vertex 13 Y-coordinate {m}
, !- Vertex 13 Z-coordinate {m}
, !- Vertex 14 X-coordinate {m}
, !- Vertex 14 Y-coordinate {m}
, !- Vertex 14 Z-coordinate {m}
, !- Vertex 15 X-coordinate {m}
, !- Vertex 15 Y-coordinate {m}
, !- Vertex 15 Z-coordinate {m}
, !- Vertex 16 X-coordinate {m}
, !- Vertex 16 Y-coordinate {m}
, !- Vertex 16 Z-coordinate {m}
, !- Vertex 17 X-coordinate {m}
, !- Vertex 17 Y-coordinate {m}
, !- Vertex 17 Z-coordinate {m}
, !- Vertex 18 X-coordinate {m}
, !- Vertex 18 Y-coordinate {m}
, !- Vertex 18 Z-coordinate {m}
, !- Vertex 19 X-coordinate {m}
, !- Vertex 19 Y-coordinate {m}
, !- Vertex 19 Z-coordinate {m}
, !- Vertex 20 X-coordinate {m}
, !- Vertex 20 Y-coordinate {m}
; !- Vertex 20 Z-coordinate {m}
BuildingSurface:Detailed,
L1S1-SalesSouth_Srf_8, !- Name
Wall, !- Surface Type
Hole, !- Construction Name
L1S1-SalesSouth Thermal Zone, !- Zone Name
Surface, !- Outside Boundary Condition
L1S1-PreparedFoods_Srf_2,!- Outside Boundary Condition Object
NoSun, !- Sun Exposure
NoWind, !- Wind Exposure
, !- View Factor to Ground
4, !- Number of Vertices
69.129, !- Vertex 1 X-coordinate {m}
31.364, !- Vertex 1 Y-coordinate {m}
2.819, !- Vertex 1 Z-coordinate {m}
69.129, !- Vertex 2 X-coordinate {m}
31.364, !- Vertex 2 Y-coordinate {m}
2.134, !- Vertex 2 Z-coordinate {m}
69.129, !- Vertex 3 X-coordinate {m}
41.605, !- Vertex 3 Y-coordinate {m}
2.134, !- Vertex 3 Z-coordinate {m}
69.129, !- Vertex 4 X-coordinate {m}
41.605, !- Vertex 4 Y-coordinate {m}
2.819, !- Vertex 4 Z-coordinate {m}
, !- Vertex 5 X-coordinate {m}
, !- Vertex 5 Y-coordinate {m}
, !- Vertex 5 Z-coordinate {m}
, !- Vertex 6 X-coordinate {m}
, !- Vertex 6 Y-coordinate {m}
, !- Vertex 6 Z-coordinate {m}
, !- Vertex 7 X-coordinate {m}
, !- Vertex 7 Y-coordinate {m}
, !- Vertex 7 Z-coordinate {m}
, !- Vertex 8 X-coordinate {m}
, !- Vertex 8 Y-coordinate {m}
, !- Vertex 8 Z-coordinate {m}
, !- Vertex 9 X-coordinate {m}
, !- Vertex 9 Y-coordinate {m}
, !- Vertex 9 Z-coordinate {m}
, !- Vertex 10 X-coordinate {m}
, !- Vertex 10 Y-coordinate {m}
, !- Vertex 10 Z-coordinate {m}
, !- Vertex 11 X-coordinate {m}
, !- Vertex 11 Y-coordinate {m}
, !- Vertex 11 Z-coordinate {m}
, !- Vertex 12 X-coordinate {m}
, !- Vertex 12 Y-coordinate {m}
, !- Vertex 12 Z-coordinate {m}
, !- Vertex 13 X-coordinate {m}
, !- Vertex 13 Y-coordinate {m}
, !- Vertex 13 Z-coordinate {m}
, !- Vertex 14 X-coordinate {m}
, !- Vertex 14 Y-coordinate {m}
, !- Vertex 14 Z-coordinate {m}
, !- Vertex 15 X-coordinate {m}
, !- Vertex 15 Y-coordinate {m}
, !- Vertex 15 Z-coordinate {m}
, !- Vertex 16 X-coordinate {m}
, !- Vertex 16 Y-coordinate {m}
, !- Vertex 16 Z-coordinate {m}
, !- Vertex 17 X-coordinate {m}
, !- Vertex 17 Y-coordinate {m}
, !- Vertex 17 Z-coordinate {m}
, !- Vertex 18 X-coordinate {m}
, !- Vertex 18 Y-coordinate {m}
, !- Vertex 18 Z-coordinate {m}
, !- Vertex 19 X-coordinate {m}
, !- Vertex 19 Y-coordinate {m}
, !- Vertex 19 Z-coordinate {m}
, !- Vertex 20 X-coordinate {m}
, !- Vertex 20 Y-coordinate {m}
; !- Vertex 20 Z-coordinate {m}
BuildingSurface:Detailed,
L1S1-SalesSouth_Srf_9, !- Name
Roof, !- Surface Type
Roof_BOH, !- Construction Name
L1S1-SalesSouth Thermal Zone, !- Zone Name
Outdoors, !- Outside Boundary Condition
, !- Outside Boundary Condition Object
SunExposed, !- Sun Exposure
WindExposed, !- Wind Exposure
, !- View Factor to Ground
8, !- Number of Vertices
53.005, !- Vertex 1 X-coordinate {m}
34.869, !- Vertex 1 Y-coordinate {m}
2.819, !- Vertex 1 Z-coordinate {m}
53.005, !- Vertex 2 X-coordinate {m}
31.364, !- Vertex 2 Y-coordinate {m}
2.819, !- Vertex 2 Z-coordinate {m}
69.129, !- Vertex 3 X-coordinate {m}
31.364, !- Vertex 3 Y-coordinate {m}
2.819, !- Vertex 3 Z-coordinate {m}
69.129, !- Vertex 4 X-coordinate {m}
41.605, !- Vertex 4 Y-coordinate {m}
2.819, !- Vertex 4 Z-coordinate {m}
68.001, !- Vertex 5 X-coordinate {m}
41.605, !- Vertex 5 Y-coordinate {m}
2.819, !- Vertex 5 Z-coordinate {m}
68.001, !- Vertex 6 X-coordinate {m}
35.296, !- Vertex 6 Y-coordinate {m}
2.819, !- Vertex 6 Z-coordinate {m}
63.856, !- Vertex 7 X-coordinate {m}
35.296, !- Vertex 7 Y-coordinate {m}
2.819, !- Vertex 7 Z-coordinate {m}
63.856, !- Vertex 8 X-coordinate {m}
34.869, !- Vertex 8 Y-coordinate {m}
2.819, !- Vertex 8 Z-coordinate {m}
, !- Vertex 9 X-coordinate {m}
, !- Vertex 9 Y-coordinate {m}
, !- Vertex 9 Z-coordinate {m}
, !- Vertex 10 X-coordinate {m}
, !- Vertex 10 Y-coordinate {m}
, !- Vertex 10 Z-coordinate {m}
, !- Vertex 11 X-coordinate {m}
, !- Vertex 11 Y-coordinate {m}
, !- Vertex 11 Z-coordinate {m}
, !- Vertex 12 X-coordinate {m}
, !- Vertex 12 Y-coordinate {m}
, !- Vertex 12 Z-coordinate {m}
, !- Vertex 13 X-coordinate {m}
, !- Vertex 13 Y-coordinate {m}
, !- Vertex 13 Z-coordinate {m}
, !- Vertex 14 X-coordinate {m}
, !- Vertex 14 Y-coordinate {m}
, !- Vertex 14 Z-coordinate {m}
, !- Vertex 15 X-coordinate {m}
, !- Vertex 15 Y-coordinate {m}
, !- Vertex 15 Z-coordinate {m}
, !- Vertex 16 X-coordinate {m}
, !- Vertex 16 Y-coordinate {m}
, !- Vertex 16 Z-coordinate {m}
, !- Vertex 17 X-coordinate {m}
, !- Vertex 17 Y-coordinate {m}
, !- Vertex 17 Z-coordinate {m}
, !- Vertex 18 X-coordinate {m}
, !- Vertex 18 Y-coordinate {m}
, !- Vertex 18 Z-coordinate {m}
, !- Vertex 19 X-coordinate {m}
, !- Vertex 19 Y-coordinate {m}
, !- Vertex 19 Z-coordinate {m}
, !- Vertex 20 X-coordinate {m}
, !- Vertex 20 Y-coordinate {m}
; !- Vertex 20 Z-coordinate {m}
BuildingSurface:Detailed,
L1S1-SeafoodSurface_Srf_0, !- Name
Wall, !- Surface Type
Hole, !- Construction Name
L1S1-SeafoodSurface Thermal Zone, !- Zone Name
Surface, !- Outside Boundary Condition
L1S1-SalesNorth_Srf_0, !- Outside Boundary Condition Object
NoSun, !- Sun Exposure
NoWind, !- Wind Exposure
, !- View Factor to Ground
4, !- Number of Vertices
64.557, !- Vertex 1 X-coordinate {m}
57.812, !- Vertex 1 Y-coordinate {m}
2.819, !- Vertex 1 Z-coordinate {m}
64.557, !- Vertex 2 X-coordinate {m}
57.812, !- Vertex 2 Y-coordinate {m}
2.134, !- Vertex 2 Z-coordinate {m}
64.557, !- Vertex 3 X-coordinate {m}
58.339, !- Vertex 3 Y-coordinate {m}
2.134, !- Vertex 3 Z-coordinate {m}
64.557, !- Vertex 4 X-coordinate {m}
58.339, !- Vertex 4 Y-coordinate {m}
2.819, !- Vertex 4 Z-coordinate {m}
, !- Vertex 5 X-coordinate {m}
, !- Vertex 5 Y-coordinate {m}
, !- Vertex 5 Z-coordinate {m}
, !- Vertex 6 X-coordinate {m}
, !- Vertex 6 Y-coordinate {m}
, !- Vertex 6 Z-coordinate {m}
, !- Vertex 7 X-coordinate {m}
, !- Vertex 7 Y-coordinate {m}
, !- Vertex 7 Z-coordinate {m}
, !- Vertex 8 X-coordinate {m}
, !- Vertex 8 Y-coordinate {m}
, !- Vertex 8 Z-coordinate {m}
, !- Vertex 9 X-coordinate {m}
, !- Vertex 9 Y-coordinate {m}
, !- Vertex 9 Z-coordinate {m}
, !- Vertex 10 X-coordinate {m}
, !- Vertex 10 Y-coordinate {m}
, !- Vertex 10 Z-coordinate {m}
, !- Vertex 11 X-coordinate {m}
, !- Vertex 11 Y-coordinate {m}
, !- Vertex 11 Z-coordinate {m}
, !- Vertex 12 X-coordinate {m}
, !- Vertex 12 Y-coordinate {m}
, !- Vertex 12 Z-coordinate {m}
, !- Vertex 13 X-coordinate {m}
, !- Vertex 13 Y-coordinate {m}
, !- Vertex 13 Z-coordinate {m}
, !- Vertex 14 X-coordinate {m}
, !- Vertex 14 Y-coordinate {m}
, !- Vertex 14 Z-coordinate {m}
, !- Vertex 15 X-coordinate {m}
, !- Vertex 15 Y-coordinate {m}
, !- Vertex 15 Z-coordinate {m}
, !- Vertex 16 X-coordinate {m}
, !- Vertex 16 Y-coordinate {m}
, !- Vertex 16 Z-coordinate {m}
, !- Vertex 17 X-coordinate {m}
, !- Vertex 17 Y-coordinate {m}
, !- Vertex 17 Z-coordinate {m}
, !- Vertex 18 X-coordinate {m}
, !- Vertex 18 Y-coordinate {m}
, !- Vertex 18 Z-coordinate {m}
, !- Vertex 19 X-coordinate {m}
, !- Vertex 19 Y-coordinate {m}
, !- Vertex 19 Z-coordinate {m}
, !- Vertex 20 X-coordinate {m}
, !- Vertex 20 Y-coordinate {m}
; !- Vertex 20 Z-coordinate {m}
BuildingSurface:Detailed,
L1S1-SeafoodSurface_Srf_1, !- Name
Wall, !- Surface Type
Wall_Exterior, !- Construction Name
L1S1-SeafoodSurface Thermal Zone, !- Zone Name
Outdoors, !- Outside Boundary Condition
, !- Outside Boundary Condition Object
SunExposed, !- Sun Exposure
WindExposed, !- Wind Exposure
, !- View Factor to Ground
4, !- Number of Vertices
64.557, !- Vertex 1 X-coordinate {m}
58.339, !- Vertex 1 Y-coordinate {m}
2.819, !- Vertex 1 Z-coordinate {m}
64.557, !- Vertex 2 X-coordinate {m}
58.339, !- Vertex 2 Y-coordinate {m}
2.134, !- Vertex 2 Z-coordinate {m}
65.46, !- Vertex 3 X-coordinate {m}
58.339, !- Vertex 3 Y-coordinate {m}
2.134, !- Vertex 3 Z-coordinate {m}
65.46, !- Vertex 4 X-coordinate {m}
58.339, !- Vertex 4 Y-coordinate {m}
2.819, !- Vertex 4 Z-coordinate {m}
, !- Vertex 5 X-coordinate {m}
, !- Vertex 5 Y-coordinate {m}
, !- Vertex 5 Z-coordinate {m}
, !- Vertex 6 X-coordinate {m}
, !- Vertex 6 Y-coordinate {m}
, !- Vertex 6 Z-coordinate {m}
, !- Vertex 7 X-coordinate {m}
, !- Vertex 7 Y-coordinate {m}
, !- Vertex 7 Z-coordinate {m}
, !- Vertex 8 X-coordinate {m}
, !- Vertex 8 Y-coordinate {m}
, !- Vertex 8 Z-coordinate {m}
, !- Vertex 9 X-coordinate {m}
, !- Vertex 9 Y-coordinate {m}
, !- Vertex 9 Z-coordinate {m}
, !- Vertex 10 X-coordinate {m}
, !- Vertex 10 Y-coordinate {m}
, !- Vertex 10 Z-coordinate {m}
, !- Vertex 11 X-coordinate {m}
, !- Vertex 11 Y-coordinate {m}
, !- Vertex 11 Z-coordinate {m}
, !- Vertex 12 X-coordinate {m}
, !- Vertex 12 Y-coordinate {m}
, !- Vertex 12 Z-coordinate {m}
, !- Vertex 13 X-coordinate {m}
, !- Vertex 13 Y-coordinate {m}
, !- Vertex 13 Z-coordinate {m}
, !- Vertex 14 X-coordinate {m}
, !- Vertex 14 Y-coordinate {m}
, !- Vertex 14 Z-coordinate {m}
, !- Vertex 15 X-coordinate {m}
, !- Vertex 15 Y-coordinate {m}
, !- Vertex 15 Z-coordinate {m}
, !- Vertex 16 X-coordinate {m}
, !- Vertex 16 Y-coordinate {m}
, !- Vertex 16 Z-coordinate {m}
, !- Vertex 17 X-coordinate {m}
, !- Vertex 17 Y-coordinate {m}
, !- Vertex 17 Z-coordinate {m}
, !- Vertex 18 X-coordinate {m}
, !- Vertex 18 Y-coordinate {m}
, !- Vertex 18 Z-coordinate {m}
, !- Vertex 19 X-coordinate {m}
, !- Vertex 19 Y-coordinate {m}
, !- Vertex 19 Z-coordinate {m}
, !- Vertex 20 X-coordinate {m}
, !- Vertex 20 Y-coordinate {m}
; !- Vertex 20 Z-coordinate {m}
BuildingSurface:Detailed,
L1S1-SeafoodSurface_Srf_2, !- Name
Wall, !- Surface Type
Hole, !- Construction Name
L1S1-SeafoodSurface Thermal Zone, !- Zone Name
Surface, !- Outside Boundary Condition
L1S1-PreparedFoodsPrep_Srf_4, !- Outside Boundary Condition Object
NoSun, !- Sun Exposure
NoWind, !- Wind Exposure
, !- View Factor to Ground
4, !- Number of Vertices
65.46, !- Vertex 1 X-coordinate {m}
58.339, !- Vertex 1 Y-coordinate {m}
2.819, !- Vertex 1 Z-coordinate {m}
65.46, !- Vertex 2 X-coordinate {m}
58.339, !- Vertex 2 Y-coordinate {m}
2.134, !- Vertex 2 Z-coordinate {m}
65.46, !- Vertex 3 X-coordinate {m}
61.783, !- Vertex 3 Y-coordinate {m}
2.134, !- Vertex 3 Z-coordinate {m}
65.46, !- Vertex 4 X-coordinate {m}
61.783, !- Vertex 4 Y-coordinate {m}
2.819, !- Vertex 4 Z-coordinate {m}
, !- Vertex 5 X-coordinate {m}
, !- Vertex 5 Y-coordinate {m}
, !- Vertex 5 Z-coordinate {m}
, !- Vertex 6 X-coordinate {m}
, !- Vertex 6 Y-coordinate {m}
, !- Vertex 6 Z-coordinate {m}
, !- Vertex 7 X-coordinate {m}
, !- Vertex 7 Y-coordinate {m}
, !- Vertex 7 Z-coordinate {m}
, !- Vertex 8 X-coordinate {m}
, !- Vertex 8 Y-coordinate {m}
, !- Vertex 8 Z-coordinate {m}
, !- Vertex 9 X-coordinate {m}
, !- Vertex 9 Y-coordinate {m}
, !- Vertex 9 Z-coordinate {m}
, !- Vertex 10 X-coordinate {m}
, !- Vertex 10 Y-coordinate {m}
, !- Vertex 10 Z-coordinate {m}
, !- Vertex 11 X-coordinate {m}
, !- Vertex 11 Y-coordinate {m}
, !- Vertex 11 Z-coordinate {m}
, !- Vertex 12 X-coordinate {m}
, !- Vertex 12 Y-coordinate {m}
, !- Vertex 12 Z-coordinate {m}
, !- Vertex 13 X-coordinate {m}
, !- Vertex 13 Y-coordinate {m}
, !- Vertex 13 Z-coordinate {m}
, !- Vertex 14 X-coordinate {m}
, !- Vertex 14 Y-coordinate {m}
, !- Vertex 14 Z-coordinate {m}
, !- Vertex 15 X-coordinate {m}
, !- Vertex 15 Y-coordinate {m}
, !- Vertex 15 Z-coordinate {m}
, !- Vertex 16 X-coordinate {m}
, !- Vertex 16 Y-coordinate {m}
, !- Vertex 16 Z-coordinate {m}
, !- Vertex 17 X-coordinate {m}
, !- Vertex 17 Y-coordinate {m}
, !- Vertex 17 Z-coordinate {m}
, !- Vertex 18 X-coordinate {m}
, !- Vertex 18 Y-coordinate {m}
, !- Vertex 18 Z-coordinate {m}
, !- Vertex 19 X-coordinate {m}
, !- Vertex 19 Y-coordinate {m}
, !- Vertex 19 Z-coordinate {m}
, !- Vertex 20 X-coordinate {m}
, !- Vertex 20 Y-coordinate {m}
; !- Vertex 20 Z-coordinate {m}
BuildingSurface:Detailed,
L1S1-SeafoodSurface_Srf_3, !- Name
Floor, !- Surface Type
Hole, !- Construction Name
L1S1-SeafoodSurface Thermal Zone, !- Zone Name
outdoors, !- Outside Boundary Condition
, !- Outside Boundary Condition Object
SunExposed, !- Sun Exposure
WindExposed, !- Wind Exposure
, !- View Factor to Ground
6, !- Number of Vertices
65.46, !- Vertex 1 X-coordinate {m}
61.783, !- Vertex 1 Y-coordinate {m}
2.134, !- Vertex 1 Z-coordinate {m}
65.46, !- Vertex 2 X-coordinate {m}
58.339, !- Vertex 2 Y-coordinate {m}
2.134, !- Vertex 2 Z-coordinate {m}
64.557, !- Vertex 3 X-coordinate {m}
58.339, !- Vertex 3 Y-coordinate {m}
2.134, !- Vertex 3 Z-coordinate {m}
64.557, !- Vertex 4 X-coordinate {m}
57.812, !- Vertex 4 Y-coordinate {m}
2.134, !- Vertex 4 Z-coordinate {m}
54.529, !- Vertex 5 X-coordinate {m}
57.812, !- Vertex 5 Y-coordinate {m}
2.134, !- Vertex 5 Z-coordinate {m}
54.529, !- Vertex 6 X-coordinate {m}
61.783, !- Vertex 6 Y-coordinate {m}
2.134, !- Vertex 6 Z-coordinate {m}
, !- Vertex 7 X-coordinate {m}
, !- Vertex 7 Y-coordinate {m}
, !- Vertex 7 Z-coordinate {m}
, !- Vertex 8 X-coordinate {m}
, !- Vertex 8 Y-coordinate {m}
, !- Vertex 8 Z-coordinate {m}
, !- Vertex 9 X-coordinate {m}
, !- Vertex 9 Y-coordinate {m}
, !- Vertex 9 Z-coordinate {m}
, !- Vertex 10 X-coordinate {m}
, !- Vertex 10 Y-coordinate {m}
, !- Vertex 10 Z-coordinate {m}
, !- Vertex 11 X-coordinate {m}
, !- Vertex 11 Y-coordinate {m}
, !- Vertex 11 Z-coordinate {m}
, !- Vertex 12 X-coordinate {m}
, !- Vertex 12 Y-coordinate {m}
, !- Vertex 12 Z-coordinate {m}
, !- Vertex 13 X-coordinate {m}
, !- Vertex 13 Y-coordinate {m}
, !- Vertex 13 Z-coordinate {m}
, !- Vertex 14 X-coordinate {m}
, !- Vertex 14 Y-coordinate {m}
, !- Vertex 14 Z-coordinate {m}
, !- Vertex 15 X-coordinate {m}
, !- Vertex 15 Y-coordinate {m}
, !- Vertex 15 Z-coordinate {m}
, !- Vertex 16 X-coordinate {m}
, !- Vertex 16 Y-coordinate {m}
, !- Vertex 16 Z-coordinate {m}
, !- Vertex 17 X-coordinate {m}
, !- Vertex 17 Y-coordinate {m}
, !- Vertex 17 Z-coordinate {m}
, !- Vertex 18 X-coordinate {m}
, !- Vertex 18 Y-coordinate {m}
, !- Vertex 18 Z-coordinate {m}
, !- Vertex 19 X-coordinate {m}
, !- Vertex 19 Y-coordinate {m}
, !- Vertex 19 Z-coordinate {m}
, !- Vertex 20 X-coordinate {m}
, !- Vertex 20 Y-coordinate {m}
; !- Vertex 20 Z-coordinate {m}
BuildingSurface:Detailed,
L1S1-SeafoodSurface_Srf_4, !- Name
Wall, !- Surface Type
Wall_Exterior, !- Construction Name
L1S1-SeafoodSurface Thermal Zone, !- Zone Name
Outdoors, !- Outside Boundary Condition
, !- Outside Boundary Condition Object
SunExposed, !- Sun Exposure
WindExposed, !- Wind Exposure
, !- View Factor to Ground
4, !- Number of Vertices
65.46, !- Vertex 1 X-coordinate {m}
61.783, !- Vertex 1 Y-coordinate {m}
2.819, !- Vertex 1 Z-coordinate {m}
65.46, !- Vertex 2 X-coordinate {m}
61.783, !- Vertex 2 Y-coordinate {m}
2.134, !- Vertex 2 Z-coordinate {m}
54.529, !- Vertex 3 X-coordinate {m}
61.783, !- Vertex 3 Y-coordinate {m}
2.134, !- Vertex 3 Z-coordinate {m}
54.529, !- Vertex 4 X-coordinate {m}
61.783, !- Vertex 4 Y-coordinate {m}
2.819, !- Vertex 4 Z-coordinate {m}
, !- Vertex 5 X-coordinate {m}
, !- Vertex 5 Y-coordinate {m}
, !- Vertex 5 Z-coordinate {m}
, !- Vertex 6 X-coordinate {m}
, !- Vertex 6 Y-coordinate {m}
, !- Vertex 6 Z-coordinate {m}
, !- Vertex 7 X-coordinate {m}
, !- Vertex 7 Y-coordinate {m}
, !- Vertex 7 Z-coordinate {m}
, !- Vertex 8 X-coordinate {m}
, !- Vertex 8 Y-coordinate {m}
, !- Vertex 8 Z-coordinate {m}
, !- Vertex 9 X-coordinate {m}
, !- Vertex 9 Y-coordinate {m}
, !- Vertex 9 Z-coordinate {m}
, !- Vertex 10 X-coordinate {m}
, !- Vertex 10 Y-coordinate {m}
, !- Vertex 10 Z-coordinate {m}
, !- Vertex 11 X-coordinate {m}
, !- Vertex 11 Y-coordinate {m}
, !- Vertex 11 Z-coordinate {m}
, !- Vertex 12 X-coordinate {m}
, !- Vertex 12 Y-coordinate {m}
, !- Vertex 12 Z-coordinate {m}
, !- Vertex 13 X-coordinate {m}
, !- Vertex 13 Y-coordinate {m}
, !- Vertex 13 Z-coordinate {m}
, !- Vertex 14 X-coordinate {m}
, !- Vertex 14 Y-coordinate {m}
, !- Vertex 14 Z-coordinate {m}
, !- Vertex 15 X-coordinate {m}
, !- Vertex 15 Y-coordinate {m}
, !- Vertex 15 Z-coordinate {m}
, !- Vertex 16 X-coordinate {m}
, !- Vertex 16 Y-coordinate {m}
, !- Vertex 16 Z-coordinate {m}
, !- Vertex 17 X-coordinate {m}
, !- Vertex 17 Y-coordinate {m}
, !- Vertex 17 Z-coordinate {m}
, !- Vertex 18 X-coordinate {m}
, !- Vertex 18 Y-coordinate {m}
, !- Vertex 18 Z-coordinate {m}
, !- Vertex 19 X-coordinate {m}
, !- Vertex 19 Y-coordinate {m}
, !- Vertex 19 Z-coordinate {m}
, !- Vertex 20 X-coordinate {m}
, !- Vertex 20 Y-coordinate {m}
; !- Vertex 20 Z-coordinate {m}
BuildingSurface:Detailed,
L1S1-SeafoodSurface_Srf_5, !- Name
Wall, !- Surface Type
Wall_Exterior, !- Construction Name
L1S1-SeafoodSurface Thermal Zone, !- Zone Name
Outdoors, !- Outside Boundary Condition
, !- Outside Boundary Condition Object
SunExposed, !- Sun Exposure
WindExposed, !- Wind Exposure
, !- View Factor to Ground
4, !- Number of Vertices
54.529, !- Vertex 1 X-coordinate {m}
61.783, !- Vertex 1 Y-coordinate {m}
2.819, !- Vertex 1 Z-coordinate {m}
54.529, !- Vertex 2 X-coordinate {m}
61.783, !- Vertex 2 Y-coordinate {m}
2.134, !- Vertex 2 Z-coordinate {m}
54.529, !- Vertex 3 X-coordinate {m}
57.812, !- Vertex 3 Y-coordinate {m}
2.134, !- Vertex 3 Z-coordinate {m}
54.529, !- Vertex 4 X-coordinate {m}
57.812, !- Vertex 4 Y-coordinate {m}
2.819, !- Vertex 4 Z-coordinate {m}
, !- Vertex 5 X-coordinate {m}
, !- Vertex 5 Y-coordinate {m}
, !- Vertex 5 Z-coordinate {m}
, !- Vertex 6 X-coordinate {m}
, !- Vertex 6 Y-coordinate {m}
, !- Vertex 6 Z-coordinate {m}
, !- Vertex 7 X-coordinate {m}
, !- Vertex 7 Y-coordinate {m}
, !- Vertex 7 Z-coordinate {m}
, !- Vertex 8 X-coordinate {m}
, !- Vertex 8 Y-coordinate {m}
, !- Vertex 8 Z-coordinate {m}
, !- Vertex 9 X-coordinate {m}
, !- Vertex 9 Y-coordinate {m}
, !- Vertex 9 Z-coordinate {m}
, !- Vertex 10 X-coordinate {m}
, !- Vertex 10 Y-coordinate {m}
, !- Vertex 10 Z-coordinate {m}
, !- Vertex 11 X-coordinate {m}
, !- Vertex 11 Y-coordinate {m}
, !- Vertex 11 Z-coordinate {m}
, !- Vertex 12 X-coordinate {m}
, !- Vertex 12 Y-coordinate {m}
, !- Vertex 12 Z-coordinate {m}
, !- Vertex 13 X-coordinate {m}
, !- Vertex 13 Y-coordinate {m}
, !- Vertex 13 Z-coordinate {m}
, !- Vertex 14 X-coordinate {m}
, !- Vertex 14 Y-coordinate {m}
, !- Vertex 14 Z-coordinate {m}
, !- Vertex 15 X-coordinate {m}
, !- Vertex 15 Y-coordinate {m}
, !- Vertex 15 Z-coordinate {m}
, !- Vertex 16 X-coordinate {m}
, !- Vertex 16 Y-coordinate {m}
, !- Vertex 16 Z-coordinate {m}
, !- Vertex 17 X-coordinate {m}
, !- Vertex 17 Y-coordinate {m}
, !- Vertex 17 Z-coordinate {m}
, !- Vertex 18 X-coordinate {m}
, !- Vertex 18 Y-coordinate {m}
, !- Vertex 18 Z-coordinate {m}
, !- Vertex 19 X-coordinate {m}
, !- Vertex 19 Y-coordinate {m}
, !- Vertex 19 Z-coordinate {m}
, !- Vertex 20 X-coordinate {m}
, !- Vertex 20 Y-coordinate {m}
; !- Vertex 20 Z-coordinate {m}
BuildingSurface:Detailed,
L1S1-SeafoodSurface_Srf_6, !- Name
Wall, !- Surface Type
Hole, !- Construction Name
L1S1-SeafoodSurface Thermal Zone, !- Zone Name
Surface, !- Outside Boundary Condition
L1S1-SalesNorth_Srf_1, !- Outside Boundary Condition Object
NoSun, !- Sun Exposure
NoWind, !- Wind Exposure
, !- View Factor to Ground
4, !- Number of Vertices
54.529, !- Vertex 1 X-coordinate {m}
57.812, !- Vertex 1 Y-coordinate {m}
2.819, !- Vertex 1 Z-coordinate {m}
54.529, !- Vertex 2 X-coordinate {m}
57.812, !- Vertex 2 Y-coordinate {m}
2.134, !- Vertex 2 Z-coordinate {m}
64.557, !- Vertex 3 X-coordinate {m}
57.812, !- Vertex 3 Y-coordinate {m}
2.134, !- Vertex 3 Z-coordinate {m}
64.557, !- Vertex 4 X-coordinate {m}
57.812, !- Vertex 4 Y-coordinate {m}
2.819, !- Vertex 4 Z-coordinate {m}
, !- Vertex 5 X-coordinate {m}
, !- Vertex 5 Y-coordinate {m}
, !- Vertex 5 Z-coordinate {m}
, !- Vertex 6 X-coordinate {m}
, !- Vertex 6 Y-coordinate {m}
, !- Vertex 6 Z-coordinate {m}
, !- Vertex 7 X-coordinate {m}
, !- Vertex 7 Y-coordinate {m}
, !- Vertex 7 Z-coordinate {m}
, !- Vertex 8 X-coordinate {m}
, !- Vertex 8 Y-coordinate {m}
, !- Vertex 8 Z-coordinate {m}
, !- Vertex 9 X-coordinate {m}
, !- Vertex 9 Y-coordinate {m}
, !- Vertex 9 Z-coordinate {m}
, !- Vertex 10 X-coordinate {m}
, !- Vertex 10 Y-coordinate {m}
, !- Vertex 10 Z-coordinate {m}
, !- Vertex 11 X-coordinate {m}
, !- Vertex 11 Y-coordinate {m}
, !- Vertex 11 Z-coordinate {m}
, !- Vertex 12 X-coordinate {m}
, !- Vertex 12 Y-coordinate {m}
, !- Vertex 12 Z-coordinate {m}
, !- Vertex 13 X-coordinate {m}
, !- Vertex 13 Y-coordinate {m}
, !- Vertex 13 Z-coordinate {m}
, !- Vertex 14 X-coordinate {m}
, !- Vertex 14 Y-coordinate {m}
, !- Vertex 14 Z-coordinate {m}
, !- Vertex 15 X-coordinate {m}
, !- Vertex 15 Y-coordinate {m}
, !- Vertex 15 Z-coordinate {m}
, !- Vertex 16 X-coordinate {m}
, !- Vertex 16 Y-coordinate {m}
, !- Vertex 16 Z-coordinate {m}
, !- Vertex 17 X-coordinate {m}
, !- Vertex 17 Y-coordinate {m}
, !- Vertex 17 Z-coordinate {m}
, !- Vertex 18 X-coordinate {m}
, !- Vertex 18 Y-coordinate {m}
, !- Vertex 18 Z-coordinate {m}
, !- Vertex 19 X-coordinate {m}
, !- Vertex 19 Y-coordinate {m}
, !- Vertex 19 Z-coordinate {m}
, !- Vertex 20 X-coordinate {m}
, !- Vertex 20 Y-coordinate {m}
; !- Vertex 20 Z-coordinate {m}
BuildingSurface:Detailed,
L1S1-SeafoodSurface_Srf_7, !- Name
Roof, !- Surface Type
Roof_BOH, !- Construction Name
L1S1-SeafoodSurface Thermal Zone, !- Zone Name
Outdoors, !- Outside Boundary Condition
, !- Outside Boundary Condition Object
SunExposed, !- Sun Exposure
WindExposed, !- Wind Exposure
, !- View Factor to Ground
6, !- Number of Vertices
54.529, !- Vertex 1 X-coordinate {m}
61.783, !- Vertex 1 Y-coordinate {m}
2.819, !- Vertex 1 Z-coordinate {m}
54.529, !- Vertex 2 X-coordinate {m}
57.812, !- Vertex 2 Y-coordinate {m}
2.819, !- Vertex 2 Z-coordinate {m}
64.557, !- Vertex 3 X-coordinate {m}
57.812, !- Vertex 3 Y-coordinate {m}
2.819, !- Vertex 3 Z-coordinate {m}
64.557, !- Vertex 4 X-coordinate {m}
58.339, !- Vertex 4 Y-coordinate {m}
2.819, !- Vertex 4 Z-coordinate {m}
65.46, !- Vertex 5 X-coordinate {m}
58.339, !- Vertex 5 Y-coordinate {m}
2.819, !- Vertex 5 Z-coordinate {m}
65.46, !- Vertex 6 X-coordinate {m}
61.783, !- Vertex 6 Y-coordinate {m}
2.819, !- Vertex 6 Z-coordinate {m}
, !- Vertex 7 X-coordinate {m}
, !- Vertex 7 Y-coordinate {m}
, !- Vertex 7 Z-coordinate {m}
, !- Vertex 8 X-coordinate {m}
, !- Vertex 8 Y-coordinate {m}
, !- Vertex 8 Z-coordinate {m}
, !- Vertex 9 X-coordinate {m}
, !- Vertex 9 Y-coordinate {m}
, !- Vertex 9 Z-coordinate {m}
, !- Vertex 10 X-coordinate {m}
, !- Vertex 10 Y-coordinate {m}
, !- Vertex 10 Z-coordinate {m}
, !- Vertex 11 X-coordinate {m}
, !- Vertex 11 Y-coordinate {m}
, !- Vertex 11 Z-coordinate {m}
, !- Vertex 12 X-coordinate {m}
, !- Vertex 12 Y-coordinate {m}
, !- Vertex 12 Z-coordinate {m}
, !- Vertex 13 X-coordinate {m}
, !- Vertex 13 Y-coordinate {m}
, !- Vertex 13 Z-coordinate {m}
, !- Vertex 14 X-coordinate {m}
, !- Vertex 14 Y-coordinate {m}
, !- Vertex 14 Z-coordinate {m}
, !- Vertex 15 X-coordinate {m}
, !- Vertex 15 Y-coordinate {m}
, !- Vertex 15 Z-coordinate {m}
, !- Vertex 16 X-coordinate {m}
, !- Vertex 16 Y-coordinate {m}
, !- Vertex 16 Z-coordinate {m}
, !- Vertex 17 X-coordinate {m}
, !- Vertex 17 Y-coordinate {m}
, !- Vertex 17 Z-coordinate {m}
, !- Vertex 18 X-coordinate {m}
, !- Vertex 18 Y-coordinate {m}
, !- Vertex 18 Z-coordinate {m}
, !- Vertex 19 X-coordinate {m}
, !- Vertex 19 Y-coordinate {m}
, !- Vertex 19 Z-coordinate {m}
, !- Vertex 20 X-coordinate {m}
, !- Vertex 20 Y-coordinate {m}
; !- Vertex 20 Z-coordinate {m}
BuildingSurface:Detailed,
L1S1-Shaft_Srf_0, !- Name
Floor, !- Surface Type
Hole, !- Construction Name
L1S1-Shaft Thermal Zone, !- Zone Name
Surface, !- Outside Boundary Condition
L1-Shaft_Srf_5, !- Outside Boundary Condition Object
NoSun, !- Sun Exposure
NoWind, !- Wind Exposure
, !- View Factor to Ground
4, !- Number of Vertices
45.966, !- Vertex 1 X-coordinate {m}
27.219, !- Vertex 1 Y-coordinate {m}
2.134, !- Vertex 1 Z-coordinate {m}
45.966, !- Vertex 2 X-coordinate {m}
25.878, !- Vertex 2 Y-coordinate {m}
2.134, !- Vertex 2 Z-coordinate {m}
44.444, !- Vertex 3 X-coordinate {m}
25.878, !- Vertex 3 Y-coordinate {m}
2.134, !- Vertex 3 Z-coordinate {m}
44.444, !- Vertex 4 X-coordinate {m}
27.219, !- Vertex 4 Y-coordinate {m}
2.134, !- Vertex 4 Z-coordinate {m}
, !- Vertex 5 X-coordinate {m}
, !- Vertex 5 Y-coordinate {m}
, !- Vertex 5 Z-coordinate {m}
, !- Vertex 6 X-coordinate {m}
, !- Vertex 6 Y-coordinate {m}
, !- Vertex 6 Z-coordinate {m}
, !- Vertex 7 X-coordinate {m}
, !- Vertex 7 Y-coordinate {m}
, !- Vertex 7 Z-coordinate {m}
, !- Vertex 8 X-coordinate {m}
, !- Vertex 8 Y-coordinate {m}
, !- Vertex 8 Z-coordinate {m}
, !- Vertex 9 X-coordinate {m}
, !- Vertex 9 Y-coordinate {m}
, !- Vertex 9 Z-coordinate {m}
, !- Vertex 10 X-coordinate {m}
, !- Vertex 10 Y-coordinate {m}
, !- Vertex 10 Z-coordinate {m}
, !- Vertex 11 X-coordinate {m}
, !- Vertex 11 Y-coordinate {m}
, !- Vertex 11 Z-coordinate {m}
, !- Vertex 12 X-coordinate {m}
, !- Vertex 12 Y-coordinate {m}
, !- Vertex 12 Z-coordinate {m}
, !- Vertex 13 X-coordinate {m}
, !- Vertex 13 Y-coordinate {m}
, !- Vertex 13 Z-coordinate {m}
, !- Vertex 14 X-coordinate {m}
, !- Vertex 14 Y-coordinate {m}
, !- Vertex 14 Z-coordinate {m}
, !- Vertex 15 X-coordinate {m}
, !- Vertex 15 Y-coordinate {m}
, !- Vertex 15 Z-coordinate {m}
, !- Vertex 16 X-coordinate {m}
, !- Vertex 16 Y-coordinate {m}
, !- Vertex 16 Z-coordinate {m}
, !- Vertex 17 X-coordinate {m}
, !- Vertex 17 Y-coordinate {m}
, !- Vertex 17 Z-coordinate {m}
, !- Vertex 18 X-coordinate {m}
, !- Vertex 18 Y-coordinate {m}
, !- Vertex 18 Z-coordinate {m}
, !- Vertex 19 X-coordinate {m}
, !- Vertex 19 Y-coordinate {m}
, !- Vertex 19 Z-coordinate {m}
, !- Vertex 20 X-coordinate {m}
, !- Vertex 20 Y-coordinate {m}
; !- Vertex 20 Z-coordinate {m}
BuildingSurface:Detailed,
L1S1-Shaft_Srf_1, !- Name
Wall, !- Surface Type
Hole, !- Construction Name
L1S1-Shaft Thermal Zone, !- Zone Name
Surface, !- Outside Boundary Condition
L1S1-Produce_Srf_6, !- Outside Boundary Condition Object
NoSun, !- Sun Exposure
NoWind, !- Wind Exposure
, !- View Factor to Ground
4, !- Number of Vertices
45.966, !- Vertex 1 X-coordinate {m}
25.878, !- Vertex 1 Y-coordinate {m}
2.819, !- Vertex 1 Z-coordinate {m}
45.966, !- Vertex 2 X-coordinate {m}
25.878, !- Vertex 2 Y-coordinate {m}
2.134, !- Vertex 2 Z-coordinate {m}
45.966, !- Vertex 3 X-coordinate {m}
27.219, !- Vertex 3 Y-coordinate {m}
2.134, !- Vertex 3 Z-coordinate {m}
45.966, !- Vertex 4 X-coordinate {m}
27.219, !- Vertex 4 Y-coordinate {m}
2.819, !- Vertex 4 Z-coordinate {m}
, !- Vertex 5 X-coordinate {m}
, !- Vertex 5 Y-coordinate {m}
, !- Vertex 5 Z-coordinate {m}
, !- Vertex 6 X-coordinate {m}
, !- Vertex 6 Y-coordinate {m}
, !- Vertex 6 Z-coordinate {m}
, !- Vertex 7 X-coordinate {m}
, !- Vertex 7 Y-coordinate {m}
, !- Vertex 7 Z-coordinate {m}
, !- Vertex 8 X-coordinate {m}
, !- Vertex 8 Y-coordinate {m}
, !- Vertex 8 Z-coordinate {m}
, !- Vertex 9 X-coordinate {m}
, !- Vertex 9 Y-coordinate {m}
, !- Vertex 9 Z-coordinate {m}
, !- Vertex 10 X-coordinate {m}
, !- Vertex 10 Y-coordinate {m}
, !- Vertex 10 Z-coordinate {m}
, !- Vertex 11 X-coordinate {m}
, !- Vertex 11 Y-coordinate {m}
, !- Vertex 11 Z-coordinate {m}
, !- Vertex 12 X-coordinate {m}
, !- Vertex 12 Y-coordinate {m}
, !- Vertex 12 Z-coordinate {m}
, !- Vertex 13 X-coordinate {m}
, !- Vertex 13 Y-coordinate {m}
, !- Vertex 13 Z-coordinate {m}
, !- Vertex 14 X-coordinate {m}
, !- Vertex 14 Y-coordinate {m}
, !- Vertex 14 Z-coordinate {m}
, !- Vertex 15 X-coordinate {m}
, !- Vertex 15 Y-coordinate {m}
, !- Vertex 15 Z-coordinate {m}
, !- Vertex 16 X-coordinate {m}
, !- Vertex 16 Y-coordinate {m}
, !- Vertex 16 Z-coordinate {m}
, !- Vertex 17 X-coordinate {m}
, !- Vertex 17 Y-coordinate {m}
, !- Vertex 17 Z-coordinate {m}
, !- Vertex 18 X-coordinate {m}
, !- Vertex 18 Y-coordinate {m}
, !- Vertex 18 Z-coordinate {m}
, !- Vertex 19 X-coordinate {m}
, !- Vertex 19 Y-coordinate {m}
, !- Vertex 19 Z-coordinate {m}
, !- Vertex 20 X-coordinate {m}
, !- Vertex 20 Y-coordinate {m}
; !- Vertex 20 Z-coordinate {m}
BuildingSurface:Detailed,
L1S1-Shaft_Srf_2, !- Name
Wall, !- Surface Type
Hole, !- Construction Name
L1S1-Shaft Thermal Zone, !- Zone Name
Surface, !- Outside Boundary Condition
L1S1-Produce_Srf_3, !- Outside Boundary Condition Object
NoSun, !- Sun Exposure
NoWind, !- Wind Exposure
, !- View Factor to Ground
4, !- Number of Vertices
45.966, !- Vertex 1 X-coordinate {m}
27.219, !- Vertex 1 Y-coordinate {m}
2.819, !- Vertex 1 Z-coordinate {m}
45.966, !- Vertex 2 X-coordinate {m}
27.219, !- Vertex 2 Y-coordinate {m}
2.134, !- Vertex 2 Z-coordinate {m}
44.444, !- Vertex 3 X-coordinate {m}
27.219, !- Vertex 3 Y-coordinate {m}
2.134, !- Vertex 3 Z-coordinate {m}
44.444, !- Vertex 4 X-coordinate {m}
27.219, !- Vertex 4 Y-coordinate {m}
2.819, !- Vertex 4 Z-coordinate {m}
, !- Vertex 5 X-coordinate {m}
, !- Vertex 5 Y-coordinate {m}
, !- Vertex 5 Z-coordinate {m}
, !- Vertex 6 X-coordinate {m}
, !- Vertex 6 Y-coordinate {m}
, !- Vertex 6 Z-coordinate {m}
, !- Vertex 7 X-coordinate {m}
, !- Vertex 7 Y-coordinate {m}
, !- Vertex 7 Z-coordinate {m}
, !- Vertex 8 X-coordinate {m}
, !- Vertex 8 Y-coordinate {m}
, !- Vertex 8 Z-coordinate {m}
, !- Vertex 9 X-coordinate {m}
, !- Vertex 9 Y-coordinate {m}
, !- Vertex 9 Z-coordinate {m}
, !- Vertex 10 X-coordinate {m}
, !- Vertex 10 Y-coordinate {m}
, !- Vertex 10 Z-coordinate {m}
, !- Vertex 11 X-coordinate {m}
, !- Vertex 11 Y-coordinate {m}
, !- Vertex 11 Z-coordinate {m}
, !- Vertex 12 X-coordinate {m}
, !- Vertex 12 Y-coordinate {m}
, !- Vertex 12 Z-coordinate {m}
, !- Vertex 13 X-coordinate {m}
, !- Vertex 13 Y-coordinate {m}
, !- Vertex 13 Z-coordinate {m}
, !- Vertex 14 X-coordinate {m}
, !- Vertex 14 Y-coordinate {m}
, !- Vertex 14 Z-coordinate {m}
, !- Vertex 15 X-coordinate {m}
, !- Vertex 15 Y-coordinate {m}
, !- Vertex 15 Z-coordinate {m}
, !- Vertex 16 X-coordinate {m}
, !- Vertex 16 Y-coordinate {m}
, !- Vertex 16 Z-coordinate {m}
, !- Vertex 17 X-coordinate {m}
, !- Vertex 17 Y-coordinate {m}
, !- Vertex 17 Z-coordinate {m}
, !- Vertex 18 X-coordinate {m}
, !- Vertex 18 Y-coordinate {m}
, !- Vertex 18 Z-coordinate {m}
, !- Vertex 19 X-coordinate {m}
, !- Vertex 19 Y-coordinate {m}
, !- Vertex 19 Z-coordinate {m}
, !- Vertex 20 X-coordinate {m}
, !- Vertex 20 Y-coordinate {m}
; !- Vertex 20 Z-coordinate {m}
BuildingSurface:Detailed,
L1S1-Shaft_Srf_3, !- Name
Wall, !- Surface Type
Wall_Exterior, !- Construction Name
L1S1-Shaft Thermal Zone, !- Zone Name
Outdoors, !- Outside Boundary Condition
, !- Outside Boundary Condition Object
SunExposed, !- Sun Exposure
WindExposed, !- Wind Exposure
, !- View Factor to Ground
4, !- Number of Vertices
44.444, !- Vertex 1 X-coordinate {m}
27.219, !- Vertex 1 Y-coordinate {m}
2.819, !- Vertex 1 Z-coordinate {m}
44.444, !- Vertex 2 X-coordinate {m}
27.219, !- Vertex 2 Y-coordinate {m}
2.134, !- Vertex 2 Z-coordinate {m}
44.444, !- Vertex 3 X-coordinate {m}
25.878, !- Vertex 3 Y-coordinate {m}
2.134, !- Vertex 3 Z-coordinate {m}
44.444, !- Vertex 4 X-coordinate {m}
25.878, !- Vertex 4 Y-coordinate {m}
2.819, !- Vertex 4 Z-coordinate {m}
, !- Vertex 5 X-coordinate {m}
, !- Vertex 5 Y-coordinate {m}
, !- Vertex 5 Z-coordinate {m}
, !- Vertex 6 X-coordinate {m}
, !- Vertex 6 Y-coordinate {m}
, !- Vertex 6 Z-coordinate {m}
, !- Vertex 7 X-coordinate {m}
, !- Vertex 7 Y-coordinate {m}
, !- Vertex 7 Z-coordinate {m}
, !- Vertex 8 X-coordinate {m}
, !- Vertex 8 Y-coordinate {m}
, !- Vertex 8 Z-coordinate {m}
, !- Vertex 9 X-coordinate {m}
, !- Vertex 9 Y-coordinate {m}
, !- Vertex 9 Z-coordinate {m}
, !- Vertex 10 X-coordinate {m}
, !- Vertex 10 Y-coordinate {m}
, !- Vertex 10 Z-coordinate {m}
, !- Vertex 11 X-coordinate {m}
, !- Vertex 11 Y-coordinate {m}
, !- Vertex 11 Z-coordinate {m}
, !- Vertex 12 X-coordinate {m}
, !- Vertex 12 Y-coordinate {m}
, !- Vertex 12 Z-coordinate {m}
, !- Vertex 13 X-coordinate {m}
, !- Vertex 13 Y-coordinate {m}
, !- Vertex 13 Z-coordinate {m}
, !- Vertex 14 X-coordinate {m}
, !- Vertex 14 Y-coordinate {m}
, !- Vertex 14 Z-coordinate {m}
, !- Vertex 15 X-coordinate {m}
, !- Vertex 15 Y-coordinate {m}
, !- Vertex 15 Z-coordinate {m}
, !- Vertex 16 X-coordinate {m}
, !- Vertex 16 Y-coordinate {m}
, !- Vertex 16 Z-coordinate {m}
, !- Vertex 17 X-coordinate {m}
, !- Vertex 17 Y-coordinate {m}
, !- Vertex 17 Z-coordinate {m}
, !- Vertex 18 X-coordinate {m}
, !- Vertex 18 Y-coordinate {m}
, !- Vertex 18 Z-coordinate {m}
, !- Vertex 19 X-coordinate {m}
, !- Vertex 19 Y-coordinate {m}
, !- Vertex 19 Z-coordinate {m}
, !- Vertex 20 X-coordinate {m}
, !- Vertex 20 Y-coordinate {m}
; !- Vertex 20 Z-coordinate {m}
BuildingSurface:Detailed,
L1S1-Shaft_Srf_4, !- Name
Wall, !- Surface Type
Wall_Exterior, !- Construction Name
L1S1-Shaft Thermal Zone, !- Zone Name
Outdoors, !- Outside Boundary Condition
, !- Outside Boundary Condition Object
SunExposed, !- Sun Exposure
WindExposed, !- Wind Exposure
, !- View Factor to Ground
4, !- Number of Vertices
44.444, !- Vertex 1 X-coordinate {m}
25.878, !- Vertex 1 Y-coordinate {m}
2.819, !- Vertex 1 Z-coordinate {m}
44.444, !- Vertex 2 X-coordinate {m}
25.878, !- Vertex 2 Y-coordinate {m}
2.134, !- Vertex 2 Z-coordinate {m}
45.966, !- Vertex 3 X-coordinate {m}
25.878, !- Vertex 3 Y-coordinate {m}
2.134, !- Vertex 3 Z-coordinate {m}
45.966, !- Vertex 4 X-coordinate {m}
25.878, !- Vertex 4 Y-coordinate {m}
2.819, !- Vertex 4 Z-coordinate {m}
, !- Vertex 5 X-coordinate {m}
, !- Vertex 5 Y-coordinate {m}
, !- Vertex 5 Z-coordinate {m}
, !- Vertex 6 X-coordinate {m}
, !- Vertex 6 Y-coordinate {m}
, !- Vertex 6 Z-coordinate {m}
, !- Vertex 7 X-coordinate {m}
, !- Vertex 7 Y-coordinate {m}
, !- Vertex 7 Z-coordinate {m}
, !- Vertex 8 X-coordinate {m}
, !- Vertex 8 Y-coordinate {m}
, !- Vertex 8 Z-coordinate {m}
, !- Vertex 9 X-coordinate {m}
, !- Vertex 9 Y-coordinate {m}
, !- Vertex 9 Z-coordinate {m}
, !- Vertex 10 X-coordinate {m}
, !- Vertex 10 Y-coordinate {m}
, !- Vertex 10 Z-coordinate {m}
, !- Vertex 11 X-coordinate {m}
, !- Vertex 11 Y-coordinate {m}
, !- Vertex 11 Z-coordinate {m}
, !- Vertex 12 X-coordinate {m}
, !- Vertex 12 Y-coordinate {m}
, !- Vertex 12 Z-coordinate {m}
, !- Vertex 13 X-coordinate {m}
, !- Vertex 13 Y-coordinate {m}
, !- Vertex 13 Z-coordinate {m}
, !- Vertex 14 X-coordinate {m}
, !- Vertex 14 Y-coordinate {m}
, !- Vertex 14 Z-coordinate {m}
, !- Vertex 15 X-coordinate {m}
, !- Vertex 15 Y-coordinate {m}
, !- Vertex 15 Z-coordinate {m}
, !- Vertex 16 X-coordinate {m}
, !- Vertex 16 Y-coordinate {m}
, !- Vertex 16 Z-coordinate {m}
, !- Vertex 17 X-coordinate {m}
, !- Vertex 17 Y-coordinate {m}
, !- Vertex 17 Z-coordinate {m}
, !- Vertex 18 X-coordinate {m}
, !- Vertex 18 Y-coordinate {m}
, !- Vertex 18 Z-coordinate {m}
, !- Vertex 19 X-coordinate {m}
, !- Vertex 19 Y-coordinate {m}
, !- Vertex 19 Z-coordinate {m}
, !- Vertex 20 X-coordinate {m}
, !- Vertex 20 Y-coordinate {m}
; !- Vertex 20 Z-coordinate {m}
BuildingSurface:Detailed,
L1S1-Shaft_Srf_5, !- Name
Ceiling, !- Surface Type
Hole, !- Construction Name
L1S1-Shaft Thermal Zone, !- Zone Name
Surface, !- Outside Boundary Condition
L1S2-Shaft_Srf_0, !- Outside Boundary Condition Object
NoSun, !- Sun Exposure
NoWind, !- Wind Exposure
, !- View Factor to Ground
4, !- Number of Vertices
44.444, !- Vertex 1 X-coordinate {m}
27.219, !- Vertex 1 Y-coordinate {m}
2.819, !- Vertex 1 Z-coordinate {m}
44.444, !- Vertex 2 X-coordinate {m}
25.878, !- Vertex 2 Y-coordinate {m}
2.819, !- Vertex 2 Z-coordinate {m}
45.966, !- Vertex 3 X-coordinate {m}
25.878, !- Vertex 3 Y-coordinate {m}
2.819, !- Vertex 3 Z-coordinate {m}
45.966, !- Vertex 4 X-coordinate {m}
27.219, !- Vertex 4 Y-coordinate {m}
2.819, !- Vertex 4 Z-coordinate {m}
, !- Vertex 5 X-coordinate {m}
, !- Vertex 5 Y-coordinate {m}
, !- Vertex 5 Z-coordinate {m}
, !- Vertex 6 X-coordinate {m}
, !- Vertex 6 Y-coordinate {m}
, !- Vertex 6 Z-coordinate {m}
, !- Vertex 7 X-coordinate {m}
, !- Vertex 7 Y-coordinate {m}
, !- Vertex 7 Z-coordinate {m}
, !- Vertex 8 X-coordinate {m}
, !- Vertex 8 Y-coordinate {m}
, !- Vertex 8 Z-coordinate {m}
, !- Vertex 9 X-coordinate {m}
, !- Vertex 9 Y-coordinate {m}
, !- Vertex 9 Z-coordinate {m}
, !- Vertex 10 X-coordinate {m}
, !- Vertex 10 Y-coordinate {m}
, !- Vertex 10 Z-coordinate {m}
, !- Vertex 11 X-coordinate {m}
, !- Vertex 11 Y-coordinate {m}
, !- Vertex 11 Z-coordinate {m}
, !- Vertex 12 X-coordinate {m}
, !- Vertex 12 Y-coordinate {m}
, !- Vertex 12 Z-coordinate {m}
, !- Vertex 13 X-coordinate {m}
, !- Vertex 13 Y-coordinate {m}
, !- Vertex 13 Z-coordinate {m}
, !- Vertex 14 X-coordinate {m}
, !- Vertex 14 Y-coordinate {m}
, !- Vertex 14 Z-coordinate {m}
, !- Vertex 15 X-coordinate {m}
, !- Vertex 15 Y-coordinate {m}
, !- Vertex 15 Z-coordinate {m}
, !- Vertex 16 X-coordinate {m}
, !- Vertex 16 Y-coordinate {m}
, !- Vertex 16 Z-coordinate {m}
, !- Vertex 17 X-coordinate {m}
, !- Vertex 17 Y-coordinate {m}
, !- Vertex 17 Z-coordinate {m}
, !- Vertex 18 X-coordinate {m}
, !- Vertex 18 Y-coordinate {m}
, !- Vertex 18 Z-coordinate {m}
, !- Vertex 19 X-coordinate {m}
, !- Vertex 19 Y-coordinate {m}
, !- Vertex 19 Z-coordinate {m}
, !- Vertex 20 X-coordinate {m}
, !- Vertex 20 Y-coordinate {m}
; !- Vertex 20 Z-coordinate {m}
BuildingSurface:Detailed,
L1S1-SpecialtyService_Srf_0, !- Name
Wall, !- Surface Type
Hole, !- Construction Name
L1S1-SpecialtyService Thermal Zone, !- Zone Name
Surface, !- Outside Boundary Condition
L1S1-Stairs_Srf_4, !- Outside Boundary Condition Object
NoSun, !- Sun Exposure
NoWind, !- Wind Exposure
, !- View Factor to Ground
4, !- Number of Vertices
77.337, !- Vertex 1 X-coordinate {m}
49.865, !- Vertex 1 Y-coordinate {m}
2.819, !- Vertex 1 Z-coordinate {m}
77.337, !- Vertex 2 X-coordinate {m}
49.865, !- Vertex 2 Y-coordinate {m}
2.134, !- Vertex 2 Z-coordinate {m}
76.566, !- Vertex 3 X-coordinate {m}
49.865, !- Vertex 3 Y-coordinate {m}
2.134, !- Vertex 3 Z-coordinate {m}
76.566, !- Vertex 4 X-coordinate {m}
49.865, !- Vertex 4 Y-coordinate {m}
2.819, !- Vertex 4 Z-coordinate {m}
, !- Vertex 5 X-coordinate {m}
, !- Vertex 5 Y-coordinate {m}
, !- Vertex 5 Z-coordinate {m}
, !- Vertex 6 X-coordinate {m}
, !- Vertex 6 Y-coordinate {m}
, !- Vertex 6 Z-coordinate {m}
, !- Vertex 7 X-coordinate {m}
, !- Vertex 7 Y-coordinate {m}
, !- Vertex 7 Z-coordinate {m}
, !- Vertex 8 X-coordinate {m}
, !- Vertex 8 Y-coordinate {m}
, !- Vertex 8 Z-coordinate {m}
, !- Vertex 9 X-coordinate {m}
, !- Vertex 9 Y-coordinate {m}
, !- Vertex 9 Z-coordinate {m}
, !- Vertex 10 X-coordinate {m}
, !- Vertex 10 Y-coordinate {m}
, !- Vertex 10 Z-coordinate {m}
, !- Vertex 11 X-coordinate {m}
, !- Vertex 11 Y-coordinate {m}
, !- Vertex 11 Z-coordinate {m}
, !- Vertex 12 X-coordinate {m}
, !- Vertex 12 Y-coordinate {m}
, !- Vertex 12 Z-coordinate {m}
, !- Vertex 13 X-coordinate {m}
, !- Vertex 13 Y-coordinate {m}
, !- Vertex 13 Z-coordinate {m}
, !- Vertex 14 X-coordinate {m}
, !- Vertex 14 Y-coordinate {m}
, !- Vertex 14 Z-coordinate {m}
, !- Vertex 15 X-coordinate {m}
, !- Vertex 15 Y-coordinate {m}
, !- Vertex 15 Z-coordinate {m}
, !- Vertex 16 X-coordinate {m}
, !- Vertex 16 Y-coordinate {m}
, !- Vertex 16 Z-coordinate {m}
, !- Vertex 17 X-coordinate {m}
, !- Vertex 17 Y-coordinate {m}
, !- Vertex 17 Z-coordinate {m}
, !- Vertex 18 X-coordinate {m}
, !- Vertex 18 Y-coordinate {m}
, !- Vertex 18 Z-coordinate {m}
, !- Vertex 19 X-coordinate {m}
, !- Vertex 19 Y-coordinate {m}
, !- Vertex 19 Z-coordinate {m}
, !- Vertex 20 X-coordinate {m}
, !- Vertex 20 Y-coordinate {m}
; !- Vertex 20 Z-coordinate {m}
BuildingSurface:Detailed,
L1S1-SpecialtyService_Srf_1, !- Name
Wall, !- Surface Type
Hole, !- Construction Name
L1S1-SpecialtyService Thermal Zone, !- Zone Name
Surface, !- Outside Boundary Condition
L1S1-SalesNorth_Srf_7, !- Outside Boundary Condition Object
NoSun, !- Sun Exposure
NoWind, !- Wind Exposure
, !- View Factor to Ground
4, !- Number of Vertices
72.847, !- Vertex 1 X-coordinate {m}
53.584, !- Vertex 1 Y-coordinate {m}
2.819, !- Vertex 1 Z-coordinate {m}
72.847, !- Vertex 2 X-coordinate {m}
53.584, !- Vertex 2 Y-coordinate {m}
2.134, !- Vertex 2 Z-coordinate {m}
72.847, !- Vertex 3 X-coordinate {m}
54.529, !- Vertex 3 Y-coordinate {m}
2.134, !- Vertex 3 Z-coordinate {m}
72.847, !- Vertex 4 X-coordinate {m}
54.529, !- Vertex 4 Y-coordinate {m}
2.819, !- Vertex 4 Z-coordinate {m}
, !- Vertex 5 X-coordinate {m}
, !- Vertex 5 Y-coordinate {m}
, !- Vertex 5 Z-coordinate {m}
, !- Vertex 6 X-coordinate {m}
, !- Vertex 6 Y-coordinate {m}
, !- Vertex 6 Z-coordinate {m}
, !- Vertex 7 X-coordinate {m}
, !- Vertex 7 Y-coordinate {m}
, !- Vertex 7 Z-coordinate {m}
, !- Vertex 8 X-coordinate {m}
, !- Vertex 8 Y-coordinate {m}
, !- Vertex 8 Z-coordinate {m}
, !- Vertex 9 X-coordinate {m}
, !- Vertex 9 Y-coordinate {m}
, !- Vertex 9 Z-coordinate {m}
, !- Vertex 10 X-coordinate {m}
, !- Vertex 10 Y-coordinate {m}
, !- Vertex 10 Z-coordinate {m}
, !- Vertex 11 X-coordinate {m}
, !- Vertex 11 Y-coordinate {m}
, !- Vertex 11 Z-coordinate {m}
, !- Vertex 12 X-coordinate {m}
, !- Vertex 12 Y-coordinate {m}
, !- Vertex 12 Z-coordinate {m}
, !- Vertex 13 X-coordinate {m}
, !- Vertex 13 Y-coordinate {m}
, !- Vertex 13 Z-coordinate {m}
, !- Vertex 14 X-coordinate {m}
, !- Vertex 14 Y-coordinate {m}
, !- Vertex 14 Z-coordinate {m}
, !- Vertex 15 X-coordinate {m}
, !- Vertex 15 Y-coordinate {m}
, !- Vertex 15 Z-coordinate {m}
, !- Vertex 16 X-coordinate {m}
, !- Vertex 16 Y-coordinate {m}
, !- Vertex 16 Z-coordinate {m}
, !- Vertex 17 X-coordinate {m}
, !- Vertex 17 Y-coordinate {m}
, !- Vertex 17 Z-coordinate {m}
, !- Vertex 18 X-coordinate {m}
, !- Vertex 18 Y-coordinate {m}
, !- Vertex 18 Z-coordinate {m}
, !- Vertex 19 X-coordinate {m}
, !- Vertex 19 Y-coordinate {m}
, !- Vertex 19 Z-coordinate {m}
, !- Vertex 20 X-coordinate {m}
, !- Vertex 20 Y-coordinate {m}
; !- Vertex 20 Z-coordinate {m}
BuildingSurface:Detailed,
L1S1-SpecialtyService_Srf_2, !- Name
Wall, !- Surface Type
Hole, !- Construction Name
L1S1-SpecialtyService Thermal Zone, !- Zone Name
Surface, !- Outside Boundary Condition
L1S1-SalesNorth_Srf_6, !- Outside Boundary Condition Object
NoSun, !- Sun Exposure
NoWind, !- Wind Exposure
, !- View Factor to Ground
4, !- Number of Vertices
72.847, !- Vertex 1 X-coordinate {m}
54.529, !- Vertex 1 Y-coordinate {m}
2.819, !- Vertex 1 Z-coordinate {m}
72.847, !- Vertex 2 X-coordinate {m}
54.529, !- Vertex 2 Y-coordinate {m}
2.134, !- Vertex 2 Z-coordinate {m}
68.001, !- Vertex 3 X-coordinate {m}
54.529, !- Vertex 3 Y-coordinate {m}
2.134, !- Vertex 3 Z-coordinate {m}
68.001, !- Vertex 4 X-coordinate {m}
54.529, !- Vertex 4 Y-coordinate {m}
2.819, !- Vertex 4 Z-coordinate {m}
, !- Vertex 5 X-coordinate {m}
, !- Vertex 5 Y-coordinate {m}
, !- Vertex 5 Z-coordinate {m}
, !- Vertex 6 X-coordinate {m}
, !- Vertex 6 Y-coordinate {m}
, !- Vertex 6 Z-coordinate {m}
, !- Vertex 7 X-coordinate {m}
, !- Vertex 7 Y-coordinate {m}
, !- Vertex 7 Z-coordinate {m}
, !- Vertex 8 X-coordinate {m}
, !- Vertex 8 Y-coordinate {m}
, !- Vertex 8 Z-coordinate {m}
, !- Vertex 9 X-coordinate {m}
, !- Vertex 9 Y-coordinate {m}
, !- Vertex 9 Z-coordinate {m}
, !- Vertex 10 X-coordinate {m}
, !- Vertex 10 Y-coordinate {m}
, !- Vertex 10 Z-coordinate {m}
, !- Vertex 11 X-coordinate {m}
, !- Vertex 11 Y-coordinate {m}
, !- Vertex 11 Z-coordinate {m}
, !- Vertex 12 X-coordinate {m}
, !- Vertex 12 Y-coordinate {m}
, !- Vertex 12 Z-coordinate {m}
, !- Vertex 13 X-coordinate {m}
, !- Vertex 13 Y-coordinate {m}
, !- Vertex 13 Z-coordinate {m}
, !- Vertex 14 X-coordinate {m}
, !- Vertex 14 Y-coordinate {m}
, !- Vertex 14 Z-coordinate {m}
, !- Vertex 15 X-coordinate {m}
, !- Vertex 15 Y-coordinate {m}
, !- Vertex 15 Z-coordinate {m}
, !- Vertex 16 X-coordinate {m}
, !- Vertex 16 Y-coordinate {m}
, !- Vertex 16 Z-coordinate {m}
, !- Vertex 17 X-coordinate {m}
, !- Vertex 17 Y-coordinate {m}
, !- Vertex 17 Z-coordinate {m}
, !- Vertex 18 X-coordinate {m}
, !- Vertex 18 Y-coordinate {m}
, !- Vertex 18 Z-coordinate {m}
, !- Vertex 19 X-coordinate {m}
, !- Vertex 19 Y-coordinate {m}
, !- Vertex 19 Z-coordinate {m}
, !- Vertex 20 X-coordinate {m}
, !- Vertex 20 Y-coordinate {m}
; !- Vertex 20 Z-coordinate {m}
BuildingSurface:Detailed,
L1S1-SpecialtyService_Srf_3, !- Name
Wall, !- Surface Type
Wall_Exterior, !- Construction Name
L1S1-SpecialtyService Thermal Zone, !- Zone Name
Outdoors, !- Outside Boundary Condition
, !- Outside Boundary Condition Object
SunExposed, !- Sun Exposure
WindExposed, !- Wind Exposure
, !- View Factor to Ground
4, !- Number of Vertices
77.337, !- Vertex 1 X-coordinate {m}
41.605, !- Vertex 1 Y-coordinate {m}
2.819, !- Vertex 1 Z-coordinate {m}
77.337, !- Vertex 2 X-coordinate {m}
41.605, !- Vertex 2 Y-coordinate {m}
2.134, !- Vertex 2 Z-coordinate {m}
77.337, !- Vertex 3 X-coordinate {m}
49.865, !- Vertex 3 Y-coordinate {m}
2.134, !- Vertex 3 Z-coordinate {m}
77.337, !- Vertex 4 X-coordinate {m}
49.865, !- Vertex 4 Y-coordinate {m}
2.819, !- Vertex 4 Z-coordinate {m}
, !- Vertex 5 X-coordinate {m}
, !- Vertex 5 Y-coordinate {m}
, !- Vertex 5 Z-coordinate {m}
, !- Vertex 6 X-coordinate {m}
, !- Vertex 6 Y-coordinate {m}
, !- Vertex 6 Z-coordinate {m}
, !- Vertex 7 X-coordinate {m}
, !- Vertex 7 Y-coordinate {m}
, !- Vertex 7 Z-coordinate {m}
, !- Vertex 8 X-coordinate {m}
, !- Vertex 8 Y-coordinate {m}
, !- Vertex 8 Z-coordinate {m}
, !- Vertex 9 X-coordinate {m}
, !- Vertex 9 Y-coordinate {m}
, !- Vertex 9 Z-coordinate {m}
, !- Vertex 10 X-coordinate {m}
, !- Vertex 10 Y-coordinate {m}
, !- Vertex 10 Z-coordinate {m}
, !- Vertex 11 X-coordinate {m}
, !- Vertex 11 Y-coordinate {m}
, !- Vertex 11 Z-coordinate {m}
, !- Vertex 12 X-coordinate {m}
, !- Vertex 12 Y-coordinate {m}
, !- Vertex 12 Z-coordinate {m}
, !- Vertex 13 X-coordinate {m}
, !- Vertex 13 Y-coordinate {m}
, !- Vertex 13 Z-coordinate {m}
, !- Vertex 14 X-coordinate {m}
, !- Vertex 14 Y-coordinate {m}
, !- Vertex 14 Z-coordinate {m}
, !- Vertex 15 X-coordinate {m}
, !- Vertex 15 Y-coordinate {m}
, !- Vertex 15 Z-coordinate {m}
, !- Vertex 16 X-coordinate {m}
, !- Vertex 16 Y-coordinate {m}
, !- Vertex 16 Z-coordinate {m}
, !- Vertex 17 X-coordinate {m}
, !- Vertex 17 Y-coordinate {m}
, !- Vertex 17 Z-coordinate {m}
, !- Vertex 18 X-coordinate {m}
, !- Vertex 18 Y-coordinate {m}
, !- Vertex 18 Z-coordinate {m}
, !- Vertex 19 X-coordinate {m}
, !- Vertex 19 Y-coordinate {m}
, !- Vertex 19 Z-coordinate {m}
, !- Vertex 20 X-coordinate {m}
, !- Vertex 20 Y-coordinate {m}
; !- Vertex 20 Z-coordinate {m}
BuildingSurface:Detailed,
L1S1-SpecialtyService_Srf_4, !- Name
Wall, !- Surface Type
Wall_Exterior, !- Construction Name
L1S1-SpecialtyService Thermal Zone, !- Zone Name
Outdoors, !- Outside Boundary Condition
, !- Outside Boundary Condition Object
SunExposed, !- Sun Exposure
WindExposed, !- Wind Exposure
, !- View Factor to Ground
4, !- Number of Vertices
76.566, !- Vertex 1 X-coordinate {m}
49.865, !- Vertex 1 Y-coordinate {m}
2.819, !- Vertex 1 Z-coordinate {m}
76.566, !- Vertex 2 X-coordinate {m}
49.865, !- Vertex 2 Y-coordinate {m}
2.134, !- Vertex 2 Z-coordinate {m}
76.566, !- Vertex 3 X-coordinate {m}
53.584, !- Vertex 3 Y-coordinate {m}
2.134, !- Vertex 3 Z-coordinate {m}
76.566, !- Vertex 4 X-coordinate {m}
53.584, !- Vertex 4 Y-coordinate {m}
2.819, !- Vertex 4 Z-coordinate {m}
, !- Vertex 5 X-coordinate {m}
, !- Vertex 5 Y-coordinate {m}
, !- Vertex 5 Z-coordinate {m}
, !- Vertex 6 X-coordinate {m}
, !- Vertex 6 Y-coordinate {m}
, !- Vertex 6 Z-coordinate {m}
, !- Vertex 7 X-coordinate {m}
, !- Vertex 7 Y-coordinate {m}
, !- Vertex 7 Z-coordinate {m}
, !- Vertex 8 X-coordinate {m}
, !- Vertex 8 Y-coordinate {m}
, !- Vertex 8 Z-coordinate {m}
, !- Vertex 9 X-coordinate {m}
, !- Vertex 9 Y-coordinate {m}
, !- Vertex 9 Z-coordinate {m}
, !- Vertex 10 X-coordinate {m}
, !- Vertex 10 Y-coordinate {m}
, !- Vertex 10 Z-coordinate {m}
, !- Vertex 11 X-coordinate {m}
, !- Vertex 11 Y-coordinate {m}
, !- Vertex 11 Z-coordinate {m}
, !- Vertex 12 X-coordinate {m}
, !- Vertex 12 Y-coordinate {m}
, !- Vertex 12 Z-coordinate {m}
, !- Vertex 13 X-coordinate {m}
, !- Vertex 13 Y-coordinate {m}
, !- Vertex 13 Z-coordinate {m}
, !- Vertex 14 X-coordinate {m}
, !- Vertex 14 Y-coordinate {m}
, !- Vertex 14 Z-coordinate {m}
, !- Vertex 15 X-coordinate {m}
, !- Vertex 15 Y-coordinate {m}
, !- Vertex 15 Z-coordinate {m}
, !- Vertex 16 X-coordinate {m}
, !- Vertex 16 Y-coordinate {m}
, !- Vertex 16 Z-coordinate {m}
, !- Vertex 17 X-coordinate {m}
, !- Vertex 17 Y-coordinate {m}
, !- Vertex 17 Z-coordinate {m}
, !- Vertex 18 X-coordinate {m}
, !- Vertex 18 Y-coordinate {m}
, !- Vertex 18 Z-coordinate {m}
, !- Vertex 19 X-coordinate {m}
, !- Vertex 19 Y-coordinate {m}
, !- Vertex 19 Z-coordinate {m}
, !- Vertex 20 X-coordinate {m}
, !- Vertex 20 Y-coordinate {m}
; !- Vertex 20 Z-coordinate {m}
BuildingSurface:Detailed,
L1S1-SpecialtyService_Srf_5, !- Name
Wall, !- Surface Type
Wall_Exterior, !- Construction Name
L1S1-SpecialtyService Thermal Zone, !- Zone Name
Outdoors, !- Outside Boundary Condition
, !- Outside Boundary Condition Object
SunExposed, !- Sun Exposure
WindExposed, !- Wind Exposure
, !- View Factor to Ground
4, !- Number of Vertices
76.566, !- Vertex 1 X-coordinate {m}
53.584, !- Vertex 1 Y-coordinate {m}
2.819, !- Vertex 1 Z-coordinate {m}
76.566, !- Vertex 2 X-coordinate {m}
53.584, !- Vertex 2 Y-coordinate {m}
2.134, !- Vertex 2 Z-coordinate {m}
72.847, !- Vertex 3 X-coordinate {m}
53.584, !- Vertex 3 Y-coordinate {m}
2.134, !- Vertex 3 Z-coordinate {m}
72.847, !- Vertex 4 X-coordinate {m}
53.584, !- Vertex 4 Y-coordinate {m}
2.819, !- Vertex 4 Z-coordinate {m}
, !- Vertex 5 X-coordinate {m}
, !- Vertex 5 Y-coordinate {m}
, !- Vertex 5 Z-coordinate {m}
, !- Vertex 6 X-coordinate {m}
, !- Vertex 6 Y-coordinate {m}
, !- Vertex 6 Z-coordinate {m}
, !- Vertex 7 X-coordinate {m}
, !- Vertex 7 Y-coordinate {m}
, !- Vertex 7 Z-coordinate {m}
, !- Vertex 8 X-coordinate {m}
, !- Vertex 8 Y-coordinate {m}
, !- Vertex 8 Z-coordinate {m}
, !- Vertex 9 X-coordinate {m}
, !- Vertex 9 Y-coordinate {m}
, !- Vertex 9 Z-coordinate {m}
, !- Vertex 10 X-coordinate {m}
, !- Vertex 10 Y-coordinate {m}
, !- Vertex 10 Z-coordinate {m}
, !- Vertex 11 X-coordinate {m}
, !- Vertex 11 Y-coordinate {m}
, !- Vertex 11 Z-coordinate {m}
, !- Vertex 12 X-coordinate {m}
, !- Vertex 12 Y-coordinate {m}
, !- Vertex 12 Z-coordinate {m}
, !- Vertex 13 X-coordinate {m}
, !- Vertex 13 Y-coordinate {m}
, !- Vertex 13 Z-coordinate {m}
, !- Vertex 14 X-coordinate {m}
, !- Vertex 14 Y-coordinate {m}
, !- Vertex 14 Z-coordinate {m}
, !- Vertex 15 X-coordinate {m}
, !- Vertex 15 Y-coordinate {m}
, !- Vertex 15 Z-coordinate {m}
, !- Vertex 16 X-coordinate {m}
, !- Vertex 16 Y-coordinate {m}
, !- Vertex 16 Z-coordinate {m}
, !- Vertex 17 X-coordinate {m}
, !- Vertex 17 Y-coordinate {m}
, !- Vertex 17 Z-coordinate {m}
, !- Vertex 18 X-coordinate {m}
, !- Vertex 18 Y-coordinate {m}
, !- Vertex 18 Z-coordinate {m}
, !- Vertex 19 X-coordinate {m}
, !- Vertex 19 Y-coordinate {m}
, !- Vertex 19 Z-coordinate {m}
, !- Vertex 20 X-coordinate {m}
, !- Vertex 20 Y-coordinate {m}
; !- Vertex 20 Z-coordinate {m}
BuildingSurface:Detailed,
L1S1-SpecialtyService_Srf_6, !- Name
Wall, !- Surface Type
Wall_Exterior, !- Construction Name
L1S1-SpecialtyService Thermal Zone, !- Zone Name
Outdoors, !- Outside Boundary Condition
, !- Outside Boundary Condition Object
SunExposed, !- Sun Exposure
WindExposed, !- Wind Exposure
, !- View Factor to Ground
4, !- Number of Vertices
68.001, !- Vertex 1 X-coordinate {m}
54.529, !- Vertex 1 Y-coordinate {m}
2.819, !- Vertex 1 Z-coordinate {m}
68.001, !- Vertex 2 X-coordinate {m}
54.529, !- Vertex 2 Y-coordinate {m}
2.134, !- Vertex 2 Z-coordinate {m}
68.001, !- Vertex 3 X-coordinate {m}
41.605, !- Vertex 3 Y-coordinate {m}
2.134, !- Vertex 3 Z-coordinate {m}
68.001, !- Vertex 4 X-coordinate {m}
41.605, !- Vertex 4 Y-coordinate {m}
2.819, !- Vertex 4 Z-coordinate {m}
, !- Vertex 5 X-coordinate {m}
, !- Vertex 5 Y-coordinate {m}
, !- Vertex 5 Z-coordinate {m}
, !- Vertex 6 X-coordinate {m}
, !- Vertex 6 Y-coordinate {m}
, !- Vertex 6 Z-coordinate {m}
, !- Vertex 7 X-coordinate {m}
, !- Vertex 7 Y-coordinate {m}
, !- Vertex 7 Z-coordinate {m}
, !- Vertex 8 X-coordinate {m}
, !- Vertex 8 Y-coordinate {m}
, !- Vertex 8 Z-coordinate {m}
, !- Vertex 9 X-coordinate {m}
, !- Vertex 9 Y-coordinate {m}
, !- Vertex 9 Z-coordinate {m}
, !- Vertex 10 X-coordinate {m}
, !- Vertex 10 Y-coordinate {m}
, !- Vertex 10 Z-coordinate {m}
, !- Vertex 11 X-coordinate {m}
, !- Vertex 11 Y-coordinate {m}
, !- Vertex 11 Z-coordinate {m}
, !- Vertex 12 X-coordinate {m}
, !- Vertex 12 Y-coordinate {m}
, !- Vertex 12 Z-coordinate {m}
, !- Vertex 13 X-coordinate {m}
, !- Vertex 13 Y-coordinate {m}
, !- Vertex 13 Z-coordinate {m}
, !- Vertex 14 X-coordinate {m}
, !- Vertex 14 Y-coordinate {m}
, !- Vertex 14 Z-coordinate {m}
, !- Vertex 15 X-coordinate {m}
, !- Vertex 15 Y-coordinate {m}
, !- Vertex 15 Z-coordinate {m}
, !- Vertex 16 X-coordinate {m}
, !- Vertex 16 Y-coordinate {m}
, !- Vertex 16 Z-coordinate {m}
, !- Vertex 17 X-coordinate {m}
, !- Vertex 17 Y-coordinate {m}
, !- Vertex 17 Z-coordinate {m}
, !- Vertex 18 X-coordinate {m}
, !- Vertex 18 Y-coordinate {m}
, !- Vertex 18 Z-coordinate {m}
, !- Vertex 19 X-coordinate {m}
, !- Vertex 19 Y-coordinate {m}
, !- Vertex 19 Z-coordinate {m}
, !- Vertex 20 X-coordinate {m}
, !- Vertex 20 Y-coordinate {m}
; !- Vertex 20 Z-coordinate {m}
BuildingSurface:Detailed,
L1S1-SpecialtyService_Srf_7, !- Name
Floor, !- Surface Type
Hole, !- Construction Name
L1S1-SpecialtyService Thermal Zone, !- Zone Name
outdoors, !- Outside Boundary Condition
, !- Outside Boundary Condition Object
SunExposed, !- Sun Exposure
WindExposed, !- Wind Exposure
, !- View Factor to Ground
8, !- Number of Vertices
76.566, !- Vertex 1 X-coordinate {m}
53.584, !- Vertex 1 Y-coordinate {m}
2.134, !- Vertex 1 Z-coordinate {m}
76.566, !- Vertex 2 X-coordinate {m}
49.865, !- Vertex 2 Y-coordinate {m}
2.134, !- Vertex 2 Z-coordinate {m}
77.337, !- Vertex 3 X-coordinate {m}
49.865, !- Vertex 3 Y-coordinate {m}
2.134, !- Vertex 3 Z-coordinate {m}
77.337, !- Vertex 4 X-coordinate {m}
41.605, !- Vertex 4 Y-coordinate {m}
2.134, !- Vertex 4 Z-coordinate {m}
68.001, !- Vertex 5 X-coordinate {m}
41.605, !- Vertex 5 Y-coordinate {m}
2.134, !- Vertex 5 Z-coordinate {m}
68.001, !- Vertex 6 X-coordinate {m}
54.529, !- Vertex 6 Y-coordinate {m}
2.134, !- Vertex 6 Z-coordinate {m}
72.847, !- Vertex 7 X-coordinate {m}
54.529, !- Vertex 7 Y-coordinate {m}
2.134, !- Vertex 7 Z-coordinate {m}
72.847, !- Vertex 8 X-coordinate {m}
53.584, !- Vertex 8 Y-coordinate {m}
2.134, !- Vertex 8 Z-coordinate {m}
, !- Vertex 9 X-coordinate {m}
, !- Vertex 9 Y-coordinate {m}
, !- Vertex 9 Z-coordinate {m}
, !- Vertex 10 X-coordinate {m}
, !- Vertex 10 Y-coordinate {m}
, !- Vertex 10 Z-coordinate {m}
, !- Vertex 11 X-coordinate {m}
, !- Vertex 11 Y-coordinate {m}
, !- Vertex 11 Z-coordinate {m}
, !- Vertex 12 X-coordinate {m}
, !- Vertex 12 Y-coordinate {m}
, !- Vertex 12 Z-coordinate {m}
, !- Vertex 13 X-coordinate {m}
, !- Vertex 13 Y-coordinate {m}
, !- Vertex 13 Z-coordinate {m}
, !- Vertex 14 X-coordinate {m}
, !- Vertex 14 Y-coordinate {m}
, !- Vertex 14 Z-coordinate {m}
, !- Vertex 15 X-coordinate {m}
, !- Vertex 15 Y-coordinate {m}
, !- Vertex 15 Z-coordinate {m}
, !- Vertex 16 X-coordinate {m}
, !- Vertex 16 Y-coordinate {m}
, !- Vertex 16 Z-coordinate {m}
, !- Vertex 17 X-coordinate {m}
, !- Vertex 17 Y-coordinate {m}
, !- Vertex 17 Z-coordinate {m}
, !- Vertex 18 X-coordinate {m}
, !- Vertex 18 Y-coordinate {m}
, !- Vertex 18 Z-coordinate {m}
, !- Vertex 19 X-coordinate {m}
, !- Vertex 19 Y-coordinate {m}
, !- Vertex 19 Z-coordinate {m}
, !- Vertex 20 X-coordinate {m}
, !- Vertex 20 Y-coordinate {m}
; !- Vertex 20 Z-coordinate {m}
BuildingSurface:Detailed,
L1S1-SpecialtyService_Srf_8, !- Name
Wall, !- Surface Type
Wall_Exterior, !- Construction Name
L1S1-SpecialtyService Thermal Zone, !- Zone Name
Outdoors, !- Outside Boundary Condition
, !- Outside Boundary Condition Object
SunExposed, !- Sun Exposure
WindExposed, !- Wind Exposure
, !- View Factor to Ground
4, !- Number of Vertices
68.001, !- Vertex 1 X-coordinate {m}
41.605, !- Vertex 1 Y-coordinate {m}
2.819, !- Vertex 1 Z-coordinate {m}
68.001, !- Vertex 2 X-coordinate {m}
41.605, !- Vertex 2 Y-coordinate {m}
2.134, !- Vertex 2 Z-coordinate {m}
77.337, !- Vertex 3 X-coordinate {m}
41.605, !- Vertex 3 Y-coordinate {m}
2.134, !- Vertex 3 Z-coordinate {m}
77.337, !- Vertex 4 X-coordinate {m}
41.605, !- Vertex 4 Y-coordinate {m}
2.819, !- Vertex 4 Z-coordinate {m}
, !- Vertex 5 X-coordinate {m}
, !- Vertex 5 Y-coordinate {m}
, !- Vertex 5 Z-coordinate {m}
, !- Vertex 6 X-coordinate {m}
, !- Vertex 6 Y-coordinate {m}
, !- Vertex 6 Z-coordinate {m}
, !- Vertex 7 X-coordinate {m}
, !- Vertex 7 Y-coordinate {m}
, !- Vertex 7 Z-coordinate {m}
, !- Vertex 8 X-coordinate {m}
, !- Vertex 8 Y-coordinate {m}
, !- Vertex 8 Z-coordinate {m}
, !- Vertex 9 X-coordinate {m}
, !- Vertex 9 Y-coordinate {m}
, !- Vertex 9 Z-coordinate {m}
, !- Vertex 10 X-coordinate {m}
, !- Vertex 10 Y-coordinate {m}
, !- Vertex 10 Z-coordinate {m}
, !- Vertex 11 X-coordinate {m}
, !- Vertex 11 Y-coordinate {m}
, !- Vertex 11 Z-coordinate {m}
, !- Vertex 12 X-coordinate {m}
, !- Vertex 12 Y-coordinate {m}
, !- Vertex 12 Z-coordinate {m}
, !- Vertex 13 X-coordinate {m}
, !- Vertex 13 Y-coordinate {m}
, !- Vertex 13 Z-coordinate {m}
, !- Vertex 14 X-coordinate {m}
, !- Vertex 14 Y-coordinate {m}
, !- Vertex 14 Z-coordinate {m}
, !- Vertex 15 X-coordinate {m}
, !- Vertex 15 Y-coordinate {m}
, !- Vertex 15 Z-coordinate {m}
, !- Vertex 16 X-coordinate {m}
, !- Vertex 16 Y-coordinate {m}
, !- Vertex 16 Z-coordinate {m}
, !- Vertex 17 X-coordinate {m}
, !- Vertex 17 Y-coordinate {m}
, !- Vertex 17 Z-coordinate {m}
, !- Vertex 18 X-coordinate {m}
, !- Vertex 18 Y-coordinate {m}
, !- Vertex 18 Z-coordinate {m}
, !- Vertex 19 X-coordinate {m}
, !- Vertex 19 Y-coordinate {m}
, !- Vertex 19 Z-coordinate {m}
, !- Vertex 20 X-coordinate {m}
, !- Vertex 20 Y-coordinate {m}
; !- Vertex 20 Z-coordinate {m}
BuildingSurface:Detailed,
L1S1-SpecialtyService_Srf_9, !- Name
Roof, !- Surface Type
Roof_BOH, !- Construction Name
L1S1-SpecialtyService Thermal Zone, !- Zone Name
Outdoors, !- Outside Boundary Condition
, !- Outside Boundary Condition Object
SunExposed, !- Sun Exposure
WindExposed, !- Wind Exposure
, !- View Factor to Ground
8, !- Number of Vertices
68.001, !- Vertex 1 X-coordinate {m}
54.529, !- Vertex 1 Y-coordinate {m}
2.819, !- Vertex 1 Z-coordinate {m}
68.001, !- Vertex 2 X-coordinate {m}
41.605, !- Vertex 2 Y-coordinate {m}
2.819, !- Vertex 2 Z-coordinate {m}
77.337, !- Vertex 3 X-coordinate {m}
41.605, !- Vertex 3 Y-coordinate {m}
2.819, !- Vertex 3 Z-coordinate {m}
77.337, !- Vertex 4 X-coordinate {m}
49.865, !- Vertex 4 Y-coordinate {m}
2.819, !- Vertex 4 Z-coordinate {m}
76.566, !- Vertex 5 X-coordinate {m}
49.865, !- Vertex 5 Y-coordinate {m}
2.819, !- Vertex 5 Z-coordinate {m}
76.566, !- Vertex 6 X-coordinate {m}
53.584, !- Vertex 6 Y-coordinate {m}
2.819, !- Vertex 6 Z-coordinate {m}
72.847, !- Vertex 7 X-coordinate {m}
53.584, !- Vertex 7 Y-coordinate {m}
2.819, !- Vertex 7 Z-coordinate {m}
72.847, !- Vertex 8 X-coordinate {m}
54.529, !- Vertex 8 Y-coordinate {m}
2.819, !- Vertex 8 Z-coordinate {m}
, !- Vertex 9 X-coordinate {m}
, !- Vertex 9 Y-coordinate {m}
, !- Vertex 9 Z-coordinate {m}
, !- Vertex 10 X-coordinate {m}
, !- Vertex 10 Y-coordinate {m}
, !- Vertex 10 Z-coordinate {m}
, !- Vertex 11 X-coordinate {m}
, !- Vertex 11 Y-coordinate {m}
, !- Vertex 11 Z-coordinate {m}
, !- Vertex 12 X-coordinate {m}
, !- Vertex 12 Y-coordinate {m}
, !- Vertex 12 Z-coordinate {m}
, !- Vertex 13 X-coordinate {m}
, !- Vertex 13 Y-coordinate {m}
, !- Vertex 13 Z-coordinate {m}
, !- Vertex 14 X-coordinate {m}
, !- Vertex 14 Y-coordinate {m}
, !- Vertex 14 Z-coordinate {m}
, !- Vertex 15 X-coordinate {m}
, !- Vertex 15 Y-coordinate {m}
, !- Vertex 15 Z-coordinate {m}
, !- Vertex 16 X-coordinate {m}
, !- Vertex 16 Y-coordinate {m}
, !- Vertex 16 Z-coordinate {m}
, !- Vertex 17 X-coordinate {m}
, !- Vertex 17 Y-coordinate {m}
, !- Vertex 17 Z-coordinate {m}
, !- Vertex 18 X-coordinate {m}
, !- Vertex 18 Y-coordinate {m}
, !- Vertex 18 Z-coordinate {m}
, !- Vertex 19 X-coordinate {m}
, !- Vertex 19 Y-coordinate {m}
, !- Vertex 19 Z-coordinate {m}
, !- Vertex 20 X-coordinate {m}
, !- Vertex 20 Y-coordinate {m}
; !- Vertex 20 Z-coordinate {m}
BuildingSurface:Detailed,
L1S1-Stairs_Srf_0, !- Name
Floor, !- Surface Type
Hole, !- Construction Name
L1S1-Stairs Thermal Zone,!- Zone Name
Surface, !- Outside Boundary Condition
L1-123-Stairs_Srf_8, !- Outside Boundary Condition Object
NoSun, !- Sun Exposure
NoWind, !- Wind Exposure
, !- View Factor to Ground
6, !- Number of Vertices
79.675, !- Vertex 1 X-coordinate {m}
58.339, !- Vertex 1 Y-coordinate {m}
2.134, !- Vertex 1 Z-coordinate {m}
79.675, !- Vertex 2 X-coordinate {m}
49.865, !- Vertex 2 Y-coordinate {m}
2.134, !- Vertex 2 Z-coordinate {m}
76.566, !- Vertex 3 X-coordinate {m}
49.865, !- Vertex 3 Y-coordinate {m}
2.134, !- Vertex 3 Z-coordinate {m}
76.566, !- Vertex 4 X-coordinate {m}
51.444, !- Vertex 4 Y-coordinate {m}
2.134, !- Vertex 4 Z-coordinate {m}
78.334, !- Vertex 5 X-coordinate {m}
51.444, !- Vertex 5 Y-coordinate {m}
2.134, !- Vertex 5 Z-coordinate {m}
78.334, !- Vertex 6 X-coordinate {m}
58.339, !- Vertex 6 Y-coordinate {m}
2.134, !- Vertex 6 Z-coordinate {m}
, !- Vertex 7 X-coordinate {m}
, !- Vertex 7 Y-coordinate {m}
, !- Vertex 7 Z-coordinate {m}
, !- Vertex 8 X-coordinate {m}
, !- Vertex 8 Y-coordinate {m}
, !- Vertex 8 Z-coordinate {m}
, !- Vertex 9 X-coordinate {m}
, !- Vertex 9 Y-coordinate {m}
, !- Vertex 9 Z-coordinate {m}
, !- Vertex 10 X-coordinate {m}
, !- Vertex 10 Y-coordinate {m}
, !- Vertex 10 Z-coordinate {m}
, !- Vertex 11 X-coordinate {m}
, !- Vertex 11 Y-coordinate {m}
, !- Vertex 11 Z-coordinate {m}
, !- Vertex 12 X-coordinate {m}
, !- Vertex 12 Y-coordinate {m}
, !- Vertex 12 Z-coordinate {m}
, !- Vertex 13 X-coordinate {m}
, !- Vertex 13 Y-coordinate {m}
, !- Vertex 13 Z-coordinate {m}
, !- Vertex 14 X-coordinate {m}
, !- Vertex 14 Y-coordinate {m}
, !- Vertex 14 Z-coordinate {m}
, !- Vertex 15 X-coordinate {m}
, !- Vertex 15 Y-coordinate {m}
, !- Vertex 15 Z-coordinate {m}
, !- Vertex 16 X-coordinate {m}
, !- Vertex 16 Y-coordinate {m}
, !- Vertex 16 Z-coordinate {m}
, !- Vertex 17 X-coordinate {m}
, !- Vertex 17 Y-coordinate {m}
, !- Vertex 17 Z-coordinate {m}
, !- Vertex 18 X-coordinate {m}
, !- Vertex 18 Y-coordinate {m}
, !- Vertex 18 Z-coordinate {m}
, !- Vertex 19 X-coordinate {m}
, !- Vertex 19 Y-coordinate {m}
, !- Vertex 19 Z-coordinate {m}
, !- Vertex 20 X-coordinate {m}
, !- Vertex 20 Y-coordinate {m}
; !- Vertex 20 Z-coordinate {m}
BuildingSurface:Detailed,
L1S1-Stairs_Srf_1, !- Name
Wall, !- Surface Type
Hole, !- Construction Name
L1S1-Stairs Thermal Zone,!- Zone Name
Surface, !- Outside Boundary Condition
L1S1-Corridor_Srf_6, !- Outside Boundary Condition Object
NoSun, !- Sun Exposure
NoWind, !- Wind Exposure
, !- View Factor to Ground
4, !- Number of Vertices
78.334, !- Vertex 1 X-coordinate {m}
58.339, !- Vertex 1 Y-coordinate {m}
2.819, !- Vertex 1 Z-coordinate {m}
78.334, !- Vertex 2 X-coordinate {m}
58.339, !- Vertex 2 Y-coordinate {m}
2.134, !- Vertex 2 Z-coordinate {m}
78.334, !- Vertex 3 X-coordinate {m}
51.444, !- Vertex 3 Y-coordinate {m}
2.134, !- Vertex 3 Z-coordinate {m}
78.334, !- Vertex 4 X-coordinate {m}
51.444, !- Vertex 4 Y-coordinate {m}
2.819, !- Vertex 4 Z-coordinate {m}
, !- Vertex 5 X-coordinate {m}
, !- Vertex 5 Y-coordinate {m}
, !- Vertex 5 Z-coordinate {m}
, !- Vertex 6 X-coordinate {m}
, !- Vertex 6 Y-coordinate {m}
, !- Vertex 6 Z-coordinate {m}
, !- Vertex 7 X-coordinate {m}
, !- Vertex 7 Y-coordinate {m}
, !- Vertex 7 Z-coordinate {m}
, !- Vertex 8 X-coordinate {m}
, !- Vertex 8 Y-coordinate {m}
, !- Vertex 8 Z-coordinate {m}
, !- Vertex 9 X-coordinate {m}
, !- Vertex 9 Y-coordinate {m}
, !- Vertex 9 Z-coordinate {m}
, !- Vertex 10 X-coordinate {m}
, !- Vertex 10 Y-coordinate {m}
, !- Vertex 10 Z-coordinate {m}
, !- Vertex 11 X-coordinate {m}
, !- Vertex 11 Y-coordinate {m}
, !- Vertex 11 Z-coordinate {m}
, !- Vertex 12 X-coordinate {m}
, !- Vertex 12 Y-coordinate {m}
, !- Vertex 12 Z-coordinate {m}
, !- Vertex 13 X-coordinate {m}
, !- Vertex 13 Y-coordinate {m}
, !- Vertex 13 Z-coordinate {m}
, !- Vertex 14 X-coordinate {m}
, !- Vertex 14 Y-coordinate {m}
, !- Vertex 14 Z-coordinate {m}
, !- Vertex 15 X-coordinate {m}
, !- Vertex 15 Y-coordinate {m}
, !- Vertex 15 Z-coordinate {m}
, !- Vertex 16 X-coordinate {m}
, !- Vertex 16 Y-coordinate {m}
, !- Vertex 16 Z-coordinate {m}
, !- Vertex 17 X-coordinate {m}
, !- Vertex 17 Y-coordinate {m}
, !- Vertex 17 Z-coordinate {m}
, !- Vertex 18 X-coordinate {m}
, !- Vertex 18 Y-coordinate {m}
, !- Vertex 18 Z-coordinate {m}
, !- Vertex 19 X-coordinate {m}
, !- Vertex 19 Y-coordinate {m}
, !- Vertex 19 Z-coordinate {m}
, !- Vertex 20 X-coordinate {m}
, !- Vertex 20 Y-coordinate {m}
; !- Vertex 20 Z-coordinate {m}
BuildingSurface:Detailed,
L1S1-Stairs_Srf_2, !- Name
Wall, !- Surface Type
Hole, !- Construction Name
L1S1-Stairs Thermal Zone,!- Zone Name
Surface, !- Outside Boundary Condition
L1S1-Corridor_Srf_5, !- Outside Boundary Condition Object
NoSun, !- Sun Exposure
NoWind, !- Wind Exposure
, !- View Factor to Ground
4, !- Number of Vertices
78.334, !- Vertex 1 X-coordinate {m}
51.444, !- Vertex 1 Y-coordinate {m}
2.819, !- Vertex 1 Z-coordinate {m}
78.334, !- Vertex 2 X-coordinate {m}
51.444, !- Vertex 2 Y-coordinate {m}
2.134, !- Vertex 2 Z-coordinate {m}
76.566, !- Vertex 3 X-coordinate {m}
51.444, !- Vertex 3 Y-coordinate {m}
2.134, !- Vertex 3 Z-coordinate {m}
76.566, !- Vertex 4 X-coordinate {m}
51.444, !- Vertex 4 Y-coordinate {m}
2.819, !- Vertex 4 Z-coordinate {m}
, !- Vertex 5 X-coordinate {m}
, !- Vertex 5 Y-coordinate {m}
, !- Vertex 5 Z-coordinate {m}
, !- Vertex 6 X-coordinate {m}
, !- Vertex 6 Y-coordinate {m}
, !- Vertex 6 Z-coordinate {m}
, !- Vertex 7 X-coordinate {m}
, !- Vertex 7 Y-coordinate {m}
, !- Vertex 7 Z-coordinate {m}
, !- Vertex 8 X-coordinate {m}
, !- Vertex 8 Y-coordinate {m}
, !- Vertex 8 Z-coordinate {m}
, !- Vertex 9 X-coordinate {m}
, !- Vertex 9 Y-coordinate {m}
, !- Vertex 9 Z-coordinate {m}
, !- Vertex 10 X-coordinate {m}
, !- Vertex 10 Y-coordinate {m}
, !- Vertex 10 Z-coordinate {m}
, !- Vertex 11 X-coordinate {m}
, !- Vertex 11 Y-coordinate {m}
, !- Vertex 11 Z-coordinate {m}
, !- Vertex 12 X-coordinate {m}
, !- Vertex 12 Y-coordinate {m}
, !- Vertex 12 Z-coordinate {m}
, !- Vertex 13 X-coordinate {m}
, !- Vertex 13 Y-coordinate {m}
, !- Vertex 13 Z-coordinate {m}
, !- Vertex 14 X-coordinate {m}
, !- Vertex 14 Y-coordinate {m}
, !- Vertex 14 Z-coordinate {m}
, !- Vertex 15 X-coordinate {m}
, !- Vertex 15 Y-coordinate {m}
, !- Vertex 15 Z-coordinate {m}
, !- Vertex 16 X-coordinate {m}
, !- Vertex 16 Y-coordinate {m}
, !- Vertex 16 Z-coordinate {m}
, !- Vertex 17 X-coordinate {m}
, !- Vertex 17 Y-coordinate {m}
, !- Vertex 17 Z-coordinate {m}
, !- Vertex 18 X-coordinate {m}
, !- Vertex 18 Y-coordinate {m}
, !- Vertex 18 Z-coordinate {m}
, !- Vertex 19 X-coordinate {m}
, !- Vertex 19 Y-coordinate {m}
, !- Vertex 19 Z-coordinate {m}
, !- Vertex 20 X-coordinate {m}
, !- Vertex 20 Y-coordinate {m}
; !- Vertex 20 Z-coordinate {m}
BuildingSurface:Detailed,
L1S1-Stairs_Srf_3, !- Name
Wall, !- Surface Type
Wall_Exterior, !- Construction Name
L1S1-Stairs Thermal Zone,!- Zone Name
Outdoors, !- Outside Boundary Condition
, !- Outside Boundary Condition Object
SunExposed, !- Sun Exposure
WindExposed, !- Wind Exposure
, !- View Factor to Ground
4, !- Number of Vertices
76.566, !- Vertex 1 X-coordinate {m}
51.444, !- Vertex 1 Y-coordinate {m}
2.819, !- Vertex 1 Z-coordinate {m}
76.566, !- Vertex 2 X-coordinate {m}
51.444, !- Vertex 2 Y-coordinate {m}
2.134, !- Vertex 2 Z-coordinate {m}
76.566, !- Vertex 3 X-coordinate {m}
49.865, !- Vertex 3 Y-coordinate {m}
2.134, !- Vertex 3 Z-coordinate {m}
76.566, !- Vertex 4 X-coordinate {m}
49.865, !- Vertex 4 Y-coordinate {m}
2.819, !- Vertex 4 Z-coordinate {m}
, !- Vertex 5 X-coordinate {m}
, !- Vertex 5 Y-coordinate {m}
, !- Vertex 5 Z-coordinate {m}
, !- Vertex 6 X-coordinate {m}
, !- Vertex 6 Y-coordinate {m}
, !- Vertex 6 Z-coordinate {m}
, !- Vertex 7 X-coordinate {m}
, !- Vertex 7 Y-coordinate {m}
, !- Vertex 7 Z-coordinate {m}
, !- Vertex 8 X-coordinate {m}
, !- Vertex 8 Y-coordinate {m}
, !- Vertex 8 Z-coordinate {m}
, !- Vertex 9 X-coordinate {m}
, !- Vertex 9 Y-coordinate {m}
, !- Vertex 9 Z-coordinate {m}
, !- Vertex 10 X-coordinate {m}
, !- Vertex 10 Y-coordinate {m}
, !- Vertex 10 Z-coordinate {m}
, !- Vertex 11 X-coordinate {m}
, !- Vertex 11 Y-coordinate {m}
, !- Vertex 11 Z-coordinate {m}
, !- Vertex 12 X-coordinate {m}
, !- Vertex 12 Y-coordinate {m}
, !- Vertex 12 Z-coordinate {m}
, !- Vertex 13 X-coordinate {m}
, !- Vertex 13 Y-coordinate {m}
, !- Vertex 13 Z-coordinate {m}
, !- Vertex 14 X-coordinate {m}
, !- Vertex 14 Y-coordinate {m}
, !- Vertex 14 Z-coordinate {m}
, !- Vertex 15 X-coordinate {m}
, !- Vertex 15 Y-coordinate {m}
, !- Vertex 15 Z-coordinate {m}
, !- Vertex 16 X-coordinate {m}
, !- Vertex 16 Y-coordinate {m}
, !- Vertex 16 Z-coordinate {m}
, !- Vertex 17 X-coordinate {m}
, !- Vertex 17 Y-coordinate {m}
, !- Vertex 17 Z-coordinate {m}
, !- Vertex 18 X-coordinate {m}
, !- Vertex 18 Y-coordinate {m}
, !- Vertex 18 Z-coordinate {m}
, !- Vertex 19 X-coordinate {m}
, !- Vertex 19 Y-coordinate {m}
, !- Vertex 19 Z-coordinate {m}
, !- Vertex 20 X-coordinate {m}
, !- Vertex 20 Y-coordinate {m}
; !- Vertex 20 Z-coordinate {m}
BuildingSurface:Detailed,
L1S1-Stairs_Srf_4, !- Name
Wall, !- Surface Type
Hole, !- Construction Name
L1S1-Stairs Thermal Zone,!- Zone Name
Surface, !- Outside Boundary Condition
L1S1-SpecialtyService_Srf_0, !- Outside Boundary Condition Object
NoSun, !- Sun Exposure
NoWind, !- Wind Exposure
, !- View Factor to Ground
4, !- Number of Vertices
76.566, !- Vertex 1 X-coordinate {m}
49.865, !- Vertex 1 Y-coordinate {m}
2.819, !- Vertex 1 Z-coordinate {m}
76.566, !- Vertex 2 X-coordinate {m}
49.865, !- Vertex 2 Y-coordinate {m}
2.134, !- Vertex 2 Z-coordinate {m}
77.337, !- Vertex 3 X-coordinate {m}
49.865, !- Vertex 3 Y-coordinate {m}
2.134, !- Vertex 3 Z-coordinate {m}
77.337, !- Vertex 4 X-coordinate {m}
49.865, !- Vertex 4 Y-coordinate {m}
2.819, !- Vertex 4 Z-coordinate {m}
, !- Vertex 5 X-coordinate {m}
, !- Vertex 5 Y-coordinate {m}
, !- Vertex 5 Z-coordinate {m}
, !- Vertex 6 X-coordinate {m}
, !- Vertex 6 Y-coordinate {m}
, !- Vertex 6 Z-coordinate {m}
, !- Vertex 7 X-coordinate {m}
, !- Vertex 7 Y-coordinate {m}
, !- Vertex 7 Z-coordinate {m}
, !- Vertex 8 X-coordinate {m}
, !- Vertex 8 Y-coordinate {m}
, !- Vertex 8 Z-coordinate {m}
, !- Vertex 9 X-coordinate {m}
, !- Vertex 9 Y-coordinate {m}
, !- Vertex 9 Z-coordinate {m}
, !- Vertex 10 X-coordinate {m}
, !- Vertex 10 Y-coordinate {m}
, !- Vertex 10 Z-coordinate {m}
, !- Vertex 11 X-coordinate {m}
, !- Vertex 11 Y-coordinate {m}
, !- Vertex 11 Z-coordinate {m}
, !- Vertex 12 X-coordinate {m}
, !- Vertex 12 Y-coordinate {m}
, !- Vertex 12 Z-coordinate {m}
, !- Vertex 13 X-coordinate {m}
, !- Vertex 13 Y-coordinate {m}
, !- Vertex 13 Z-coordinate {m}
, !- Vertex 14 X-coordinate {m}
, !- Vertex 14 Y-coordinate {m}
, !- Vertex 14 Z-coordinate {m}
, !- Vertex 15 X-coordinate {m}
, !- Vertex 15 Y-coordinate {m}
, !- Vertex 15 Z-coordinate {m}
, !- Vertex 16 X-coordinate {m}
, !- Vertex 16 Y-coordinate {m}
, !- Vertex 16 Z-coordinate {m}
, !- Vertex 17 X-coordinate {m}
, !- Vertex 17 Y-coordinate {m}
, !- Vertex 17 Z-coordinate {m}
, !- Vertex 18 X-coordinate {m}
, !- Vertex 18 Y-coordinate {m}
, !- Vertex 18 Z-coordinate {m}
, !- Vertex 19 X-coordinate {m}
, !- Vertex 19 Y-coordinate {m}
, !- Vertex 19 Z-coordinate {m}
, !- Vertex 20 X-coordinate {m}
, !- Vertex 20 Y-coordinate {m}
; !- Vertex 20 Z-coordinate {m}
BuildingSurface:Detailed,
L1S1-Stairs_Srf_5, !- Name
Wall, !- Surface Type
Hole, !- Construction Name
L1S1-Stairs Thermal Zone,!- Zone Name
Surface, !- Outside Boundary Condition
L1S1-SalesRefrigerationReachPrepared_Srf_1, !- Outside Boundary Condition Object
NoSun, !- Sun Exposure
NoWind, !- Wind Exposure
, !- View Factor to Ground
4, !- Number of Vertices
77.337, !- Vertex 1 X-coordinate {m}
49.865, !- Vertex 1 Y-coordinate {m}
2.819, !- Vertex 1 Z-coordinate {m}
77.337, !- Vertex 2 X-coordinate {m}
49.865, !- Vertex 2 Y-coordinate {m}
2.134, !- Vertex 2 Z-coordinate {m}
79.675, !- Vertex 3 X-coordinate {m}
49.865, !- Vertex 3 Y-coordinate {m}
2.134, !- Vertex 3 Z-coordinate {m}
79.675, !- Vertex 4 X-coordinate {m}
49.865, !- Vertex 4 Y-coordinate {m}
2.819, !- Vertex 4 Z-coordinate {m}
, !- Vertex 5 X-coordinate {m}
, !- Vertex 5 Y-coordinate {m}
, !- Vertex 5 Z-coordinate {m}
, !- Vertex 6 X-coordinate {m}
, !- Vertex 6 Y-coordinate {m}
, !- Vertex 6 Z-coordinate {m}
, !- Vertex 7 X-coordinate {m}
, !- Vertex 7 Y-coordinate {m}
, !- Vertex 7 Z-coordinate {m}
, !- Vertex 8 X-coordinate {m}
, !- Vertex 8 Y-coordinate {m}
, !- Vertex 8 Z-coordinate {m}
, !- Vertex 9 X-coordinate {m}
, !- Vertex 9 Y-coordinate {m}
, !- Vertex 9 Z-coordinate {m}
, !- Vertex 10 X-coordinate {m}
, !- Vertex 10 Y-coordinate {m}
, !- Vertex 10 Z-coordinate {m}
, !- Vertex 11 X-coordinate {m}
, !- Vertex 11 Y-coordinate {m}
, !- Vertex 11 Z-coordinate {m}
, !- Vertex 12 X-coordinate {m}
, !- Vertex 12 Y-coordinate {m}
, !- Vertex 12 Z-coordinate {m}
, !- Vertex 13 X-coordinate {m}
, !- Vertex 13 Y-coordinate {m}
, !- Vertex 13 Z-coordinate {m}
, !- Vertex 14 X-coordinate {m}
, !- Vertex 14 Y-coordinate {m}
, !- Vertex 14 Z-coordinate {m}
, !- Vertex 15 X-coordinate {m}
, !- Vertex 15 Y-coordinate {m}
, !- Vertex 15 Z-coordinate {m}
, !- Vertex 16 X-coordinate {m}
, !- Vertex 16 Y-coordinate {m}
, !- Vertex 16 Z-coordinate {m}
, !- Vertex 17 X-coordinate {m}
, !- Vertex 17 Y-coordinate {m}
, !- Vertex 17 Z-coordinate {m}
, !- Vertex 18 X-coordinate {m}
, !- Vertex 18 Y-coordinate {m}
, !- Vertex 18 Z-coordinate {m}
, !- Vertex 19 X-coordinate {m}
, !- Vertex 19 Y-coordinate {m}
, !- Vertex 19 Z-coordinate {m}
, !- Vertex 20 X-coordinate {m}
, !- Vertex 20 Y-coordinate {m}
; !- Vertex 20 Z-coordinate {m}
BuildingSurface:Detailed,
L1S1-Stairs_Srf_6, !- Name
Wall, !- Surface Type
Wall_Exterior, !- Construction Name
L1S1-Stairs Thermal Zone,!- Zone Name
Outdoors, !- Outside Boundary Condition
, !- Outside Boundary Condition Object
SunExposed, !- Sun Exposure
WindExposed, !- Wind Exposure
, !- View Factor to Ground
4, !- Number of Vertices
79.675, !- Vertex 1 X-coordinate {m}
49.865, !- Vertex 1 Y-coordinate {m}
2.819, !- Vertex 1 Z-coordinate {m}
79.675, !- Vertex 2 X-coordinate {m}
49.865, !- Vertex 2 Y-coordinate {m}
2.134, !- Vertex 2 Z-coordinate {m}
79.675, !- Vertex 3 X-coordinate {m}
58.339, !- Vertex 3 Y-coordinate {m}
2.134, !- Vertex 3 Z-coordinate {m}
79.675, !- Vertex 4 X-coordinate {m}
58.339, !- Vertex 4 Y-coordinate {m}
2.819, !- Vertex 4 Z-coordinate {m}
, !- Vertex 5 X-coordinate {m}
, !- Vertex 5 Y-coordinate {m}
, !- Vertex 5 Z-coordinate {m}
, !- Vertex 6 X-coordinate {m}
, !- Vertex 6 Y-coordinate {m}
, !- Vertex 6 Z-coordinate {m}
, !- Vertex 7 X-coordinate {m}
, !- Vertex 7 Y-coordinate {m}
, !- Vertex 7 Z-coordinate {m}
, !- Vertex 8 X-coordinate {m}
, !- Vertex 8 Y-coordinate {m}
, !- Vertex 8 Z-coordinate {m}
, !- Vertex 9 X-coordinate {m}
, !- Vertex 9 Y-coordinate {m}
, !- Vertex 9 Z-coordinate {m}
, !- Vertex 10 X-coordinate {m}
, !- Vertex 10 Y-coordinate {m}
, !- Vertex 10 Z-coordinate {m}
, !- Vertex 11 X-coordinate {m}
, !- Vertex 11 Y-coordinate {m}
, !- Vertex 11 Z-coordinate {m}
, !- Vertex 12 X-coordinate {m}
, !- Vertex 12 Y-coordinate {m}
, !- Vertex 12 Z-coordinate {m}
, !- Vertex 13 X-coordinate {m}
, !- Vertex 13 Y-coordinate {m}
, !- Vertex 13 Z-coordinate {m}
, !- Vertex 14 X-coordinate {m}
, !- Vertex 14 Y-coordinate {m}
, !- Vertex 14 Z-coordinate {m}
, !- Vertex 15 X-coordinate {m}
, !- Vertex 15 Y-coordinate {m}
, !- Vertex 15 Z-coordinate {m}
, !- Vertex 16 X-coordinate {m}
, !- Vertex 16 Y-coordinate {m}
, !- Vertex 16 Z-coordinate {m}
, !- Vertex 17 X-coordinate {m}
, !- Vertex 17 Y-coordinate {m}
, !- Vertex 17 Z-coordinate {m}
, !- Vertex 18 X-coordinate {m}
, !- Vertex 18 Y-coordinate {m}
, !- Vertex 18 Z-coordinate {m}
, !- Vertex 19 X-coordinate {m}
, !- Vertex 19 Y-coordinate {m}
, !- Vertex 19 Z-coordinate {m}
, !- Vertex 20 X-coordinate {m}
, !- Vertex 20 Y-coordinate {m}
; !- Vertex 20 Z-coordinate {m}
BuildingSurface:Detailed,
L1S1-Stairs_Srf_7, !- Name
Wall, !- Surface Type
Hole, !- Construction Name
L1S1-Stairs Thermal Zone,!- Zone Name
Surface, !- Outside Boundary Condition
L1S1-DeliCooler_Srf_1, !- Outside Boundary Condition Object
NoSun, !- Sun Exposure
NoWind, !- Wind Exposure
, !- View Factor to Ground
4, !- Number of Vertices
79.675, !- Vertex 1 X-coordinate {m}
58.339, !- Vertex 1 Y-coordinate {m}
2.819, !- Vertex 1 Z-coordinate {m}
79.675, !- Vertex 2 X-coordinate {m}
58.339, !- Vertex 2 Y-coordinate {m}
2.134, !- Vertex 2 Z-coordinate {m}
78.334, !- Vertex 3 X-coordinate {m}
58.339, !- Vertex 3 Y-coordinate {m}
2.134, !- Vertex 3 Z-coordinate {m}
78.334, !- Vertex 4 X-coordinate {m}
58.339, !- Vertex 4 Y-coordinate {m}
2.819, !- Vertex 4 Z-coordinate {m}
, !- Vertex 5 X-coordinate {m}
, !- Vertex 5 Y-coordinate {m}
, !- Vertex 5 Z-coordinate {m}
, !- Vertex 6 X-coordinate {m}
, !- Vertex 6 Y-coordinate {m}
, !- Vertex 6 Z-coordinate {m}
, !- Vertex 7 X-coordinate {m}
, !- Vertex 7 Y-coordinate {m}
, !- Vertex 7 Z-coordinate {m}
, !- Vertex 8 X-coordinate {m}
, !- Vertex 8 Y-coordinate {m}
, !- Vertex 8 Z-coordinate {m}
, !- Vertex 9 X-coordinate {m}
, !- Vertex 9 Y-coordinate {m}
, !- Vertex 9 Z-coordinate {m}
, !- Vertex 10 X-coordinate {m}
, !- Vertex 10 Y-coordinate {m}
, !- Vertex 10 Z-coordinate {m}
, !- Vertex 11 X-coordinate {m}
, !- Vertex 11 Y-coordinate {m}
, !- Vertex 11 Z-coordinate {m}
, !- Vertex 12 X-coordinate {m}
, !- Vertex 12 Y-coordinate {m}
, !- Vertex 12 Z-coordinate {m}
, !- Vertex 13 X-coordinate {m}
, !- Vertex 13 Y-coordinate {m}
, !- Vertex 13 Z-coordinate {m}
, !- Vertex 14 X-coordinate {m}
, !- Vertex 14 Y-coordinate {m}
, !- Vertex 14 Z-coordinate {m}
, !- Vertex 15 X-coordinate {m}
, !- Vertex 15 Y-coordinate {m}
, !- Vertex 15 Z-coordinate {m}
, !- Vertex 16 X-coordinate {m}
, !- Vertex 16 Y-coordinate {m}
, !- Vertex 16 Z-coordinate {m}
, !- Vertex 17 X-coordinate {m}
, !- Vertex 17 Y-coordinate {m}
, !- Vertex 17 Z-coordinate {m}
, !- Vertex 18 X-coordinate {m}
, !- Vertex 18 Y-coordinate {m}
, !- Vertex 18 Z-coordinate {m}
, !- Vertex 19 X-coordinate {m}
, !- Vertex 19 Y-coordinate {m}
, !- Vertex 19 Z-coordinate {m}
, !- Vertex 20 X-coordinate {m}
, !- Vertex 20 Y-coordinate {m}
; !- Vertex 20 Z-coordinate {m}
BuildingSurface:Detailed,
L1S1-Stairs_Srf_8, !- Name
Roof, !- Surface Type
Roof_BOH, !- Construction Name
L1S1-Stairs Thermal Zone,!- Zone Name
Outdoors, !- Outside Boundary Condition
, !- Outside Boundary Condition Object
SunExposed, !- Sun Exposure
WindExposed, !- Wind Exposure
, !- View Factor to Ground
6, !- Number of Vertices
78.334, !- Vertex 1 X-coordinate {m}
58.339, !- Vertex 1 Y-coordinate {m}
2.819, !- Vertex 1 Z-coordinate {m}
78.334, !- Vertex 2 X-coordinate {m}
51.444, !- Vertex 2 Y-coordinate {m}
2.819, !- Vertex 2 Z-coordinate {m}
76.566, !- Vertex 3 X-coordinate {m}
51.444, !- Vertex 3 Y-coordinate {m}
2.819, !- Vertex 3 Z-coordinate {m}
76.566, !- Vertex 4 X-coordinate {m}
49.865, !- Vertex 4 Y-coordinate {m}
2.819, !- Vertex 4 Z-coordinate {m}
79.675, !- Vertex 5 X-coordinate {m}
49.865, !- Vertex 5 Y-coordinate {m}
2.819, !- Vertex 5 Z-coordinate {m}
79.675, !- Vertex 6 X-coordinate {m}
58.339, !- Vertex 6 Y-coordinate {m}
2.819, !- Vertex 6 Z-coordinate {m}
, !- Vertex 7 X-coordinate {m}
, !- Vertex 7 Y-coordinate {m}
, !- Vertex 7 Z-coordinate {m}
, !- Vertex 8 X-coordinate {m}
, !- Vertex 8 Y-coordinate {m}
, !- Vertex 8 Z-coordinate {m}
, !- Vertex 9 X-coordinate {m}
, !- Vertex 9 Y-coordinate {m}
, !- Vertex 9 Z-coordinate {m}
, !- Vertex 10 X-coordinate {m}
, !- Vertex 10 Y-coordinate {m}
, !- Vertex 10 Z-coordinate {m}
, !- Vertex 11 X-coordinate {m}
, !- Vertex 11 Y-coordinate {m}
, !- Vertex 11 Z-coordinate {m}
, !- Vertex 12 X-coordinate {m}
, !- Vertex 12 Y-coordinate {m}
, !- Vertex 12 Z-coordinate {m}
, !- Vertex 13 X-coordinate {m}
, !- Vertex 13 Y-coordinate {m}
, !- Vertex 13 Z-coordinate {m}
, !- Vertex 14 X-coordinate {m}
, !- Vertex 14 Y-coordinate {m}
, !- Vertex 14 Z-coordinate {m}
, !- Vertex 15 X-coordinate {m}
, !- Vertex 15 Y-coordinate {m}
, !- Vertex 15 Z-coordinate {m}
, !- Vertex 16 X-coordinate {m}
, !- Vertex 16 Y-coordinate {m}
, !- Vertex 16 Z-coordinate {m}
, !- Vertex 17 X-coordinate {m}
, !- Vertex 17 Y-coordinate {m}
, !- Vertex 17 Z-coordinate {m}
, !- Vertex 18 X-coordinate {m}
, !- Vertex 18 Y-coordinate {m}
, !- Vertex 18 Z-coordinate {m}
, !- Vertex 19 X-coordinate {m}
, !- Vertex 19 Y-coordinate {m}
, !- Vertex 19 Z-coordinate {m}
, !- Vertex 20 X-coordinate {m}
, !- Vertex 20 Y-coordinate {m}
; !- Vertex 20 Z-coordinate {m}
BuildingSurface:Detailed,
L1S1-Women_Srf_0, !- Name
Floor, !- Surface Type
Hole, !- Construction Name
L1S1-Women Thermal Zone, !- Zone Name
Surface, !- Outside Boundary Condition
L1-120-Women_Srf_5, !- Outside Boundary Condition Object
NoSun, !- Sun Exposure
NoWind, !- Wind Exposure
, !- View Factor to Ground
4, !- Number of Vertices
76.566, !- Vertex 1 X-coordinate {m}
58.339, !- Vertex 1 Y-coordinate {m}
2.134, !- Vertex 1 Z-coordinate {m}
76.566, !- Vertex 2 X-coordinate {m}
56.218, !- Vertex 2 Y-coordinate {m}
2.134, !- Vertex 2 Z-coordinate {m}
74.219, !- Vertex 3 X-coordinate {m}
56.218, !- Vertex 3 Y-coordinate {m}
2.134, !- Vertex 3 Z-coordinate {m}
74.219, !- Vertex 4 X-coordinate {m}
58.339, !- Vertex 4 Y-coordinate {m}
2.134, !- Vertex 4 Z-coordinate {m}
, !- Vertex 5 X-coordinate {m}
, !- Vertex 5 Y-coordinate {m}
, !- Vertex 5 Z-coordinate {m}
, !- Vertex 6 X-coordinate {m}
, !- Vertex 6 Y-coordinate {m}
, !- Vertex 6 Z-coordinate {m}
, !- Vertex 7 X-coordinate {m}
, !- Vertex 7 Y-coordinate {m}
, !- Vertex 7 Z-coordinate {m}
, !- Vertex 8 X-coordinate {m}
, !- Vertex 8 Y-coordinate {m}
, !- Vertex 8 Z-coordinate {m}
, !- Vertex 9 X-coordinate {m}
, !- Vertex 9 Y-coordinate {m}
, !- Vertex 9 Z-coordinate {m}
, !- Vertex 10 X-coordinate {m}
, !- Vertex 10 Y-coordinate {m}
, !- Vertex 10 Z-coordinate {m}
, !- Vertex 11 X-coordinate {m}
, !- Vertex 11 Y-coordinate {m}
, !- Vertex 11 Z-coordinate {m}
, !- Vertex 12 X-coordinate {m}
, !- Vertex 12 Y-coordinate {m}
, !- Vertex 12 Z-coordinate {m}
, !- Vertex 13 X-coordinate {m}
, !- Vertex 13 Y-coordinate {m}
, !- Vertex 13 Z-coordinate {m}
, !- Vertex 14 X-coordinate {m}
, !- Vertex 14 Y-coordinate {m}
, !- Vertex 14 Z-coordinate {m}
, !- Vertex 15 X-coordinate {m}
, !- Vertex 15 Y-coordinate {m}
, !- Vertex 15 Z-coordinate {m}
, !- Vertex 16 X-coordinate {m}
, !- Vertex 16 Y-coordinate {m}
, !- Vertex 16 Z-coordinate {m}
, !- Vertex 17 X-coordinate {m}
, !- Vertex 17 Y-coordinate {m}
, !- Vertex 17 Z-coordinate {m}
, !- Vertex 18 X-coordinate {m}
, !- Vertex 18 Y-coordinate {m}
, !- Vertex 18 Z-coordinate {m}
, !- Vertex 19 X-coordinate {m}
, !- Vertex 19 Y-coordinate {m}
, !- Vertex 19 Z-coordinate {m}
, !- Vertex 20 X-coordinate {m}
, !- Vertex 20 Y-coordinate {m}
; !- Vertex 20 Z-coordinate {m}
BuildingSurface:Detailed,
L1S1-Women_Srf_1, !- Name
Wall, !- Surface Type
Wall_Exterior, !- Construction Name
L1S1-Women Thermal Zone, !- Zone Name
Outdoors, !- Outside Boundary Condition
, !- Outside Boundary Condition Object
SunExposed, !- Sun Exposure
WindExposed, !- Wind Exposure
, !- View Factor to Ground
4, !- Number of Vertices
74.219, !- Vertex 1 X-coordinate {m}
58.339, !- Vertex 1 Y-coordinate {m}
2.819, !- Vertex 1 Z-coordinate {m}
74.219, !- Vertex 2 X-coordinate {m}
58.339, !- Vertex 2 Y-coordinate {m}
2.134, !- Vertex 2 Z-coordinate {m}
74.219, !- Vertex 3 X-coordinate {m}
56.218, !- Vertex 3 Y-coordinate {m}
2.134, !- Vertex 3 Z-coordinate {m}
74.219, !- Vertex 4 X-coordinate {m}
56.218, !- Vertex 4 Y-coordinate {m}
2.819, !- Vertex 4 Z-coordinate {m}
, !- Vertex 5 X-coordinate {m}
, !- Vertex 5 Y-coordinate {m}
, !- Vertex 5 Z-coordinate {m}
, !- Vertex 6 X-coordinate {m}
, !- Vertex 6 Y-coordinate {m}
, !- Vertex 6 Z-coordinate {m}
, !- Vertex 7 X-coordinate {m}
, !- Vertex 7 Y-coordinate {m}
, !- Vertex 7 Z-coordinate {m}
, !- Vertex 8 X-coordinate {m}
, !- Vertex 8 Y-coordinate {m}
, !- Vertex 8 Z-coordinate {m}
, !- Vertex 9 X-coordinate {m}
, !- Vertex 9 Y-coordinate {m}
, !- Vertex 9 Z-coordinate {m}
, !- Vertex 10 X-coordinate {m}
, !- Vertex 10 Y-coordinate {m}
, !- Vertex 10 Z-coordinate {m}
, !- Vertex 11 X-coordinate {m}
, !- Vertex 11 Y-coordinate {m}
, !- Vertex 11 Z-coordinate {m}
, !- Vertex 12 X-coordinate {m}
, !- Vertex 12 Y-coordinate {m}
, !- Vertex 12 Z-coordinate {m}
, !- Vertex 13 X-coordinate {m}
, !- Vertex 13 Y-coordinate {m}
, !- Vertex 13 Z-coordinate {m}
, !- Vertex 14 X-coordinate {m}
, !- Vertex 14 Y-coordinate {m}
, !- Vertex 14 Z-coordinate {m}
, !- Vertex 15 X-coordinate {m}
, !- Vertex 15 Y-coordinate {m}
, !- Vertex 15 Z-coordinate {m}
, !- Vertex 16 X-coordinate {m}
, !- Vertex 16 Y-coordinate {m}
, !- Vertex 16 Z-coordinate {m}
, !- Vertex 17 X-coordinate {m}
, !- Vertex 17 Y-coordinate {m}
, !- Vertex 17 Z-coordinate {m}
, !- Vertex 18 X-coordinate {m}
, !- Vertex 18 Y-coordinate {m}
, !- Vertex 18 Z-coordinate {m}
, !- Vertex 19 X-coordinate {m}
, !- Vertex 19 Y-coordinate {m}
, !- Vertex 19 Z-coordinate {m}
, !- Vertex 20 X-coordinate {m}
, !- Vertex 20 Y-coordinate {m}
; !- Vertex 20 Z-coordinate {m}
BuildingSurface:Detailed,
L1S1-Women_Srf_2, !- Name
Wall, !- Surface Type
Hole, !- Construction Name
L1S1-Women Thermal Zone, !- Zone Name
Surface, !- Outside Boundary Condition
L1S1-Men_Srf_2, !- Outside Boundary Condition Object
NoSun, !- Sun Exposure
NoWind, !- Wind Exposure
, !- View Factor to Ground
4, !- Number of Vertices
74.219, !- Vertex 1 X-coordinate {m}
56.218, !- Vertex 1 Y-coordinate {m}
2.819, !- Vertex 1 Z-coordinate {m}
74.219, !- Vertex 2 X-coordinate {m}
56.218, !- Vertex 2 Y-coordinate {m}
2.134, !- Vertex 2 Z-coordinate {m}
76.566, !- Vertex 3 X-coordinate {m}
56.218, !- Vertex 3 Y-coordinate {m}
2.134, !- Vertex 3 Z-coordinate {m}
76.566, !- Vertex 4 X-coordinate {m}
56.218, !- Vertex 4 Y-coordinate {m}
2.819, !- Vertex 4 Z-coordinate {m}
, !- Vertex 5 X-coordinate {m}
, !- Vertex 5 Y-coordinate {m}
, !- Vertex 5 Z-coordinate {m}
, !- Vertex 6 X-coordinate {m}
, !- Vertex 6 Y-coordinate {m}
, !- Vertex 6 Z-coordinate {m}
, !- Vertex 7 X-coordinate {m}
, !- Vertex 7 Y-coordinate {m}
, !- Vertex 7 Z-coordinate {m}
, !- Vertex 8 X-coordinate {m}
, !- Vertex 8 Y-coordinate {m}
, !- Vertex 8 Z-coordinate {m}
, !- Vertex 9 X-coordinate {m}
, !- Vertex 9 Y-coordinate {m}
, !- Vertex 9 Z-coordinate {m}
, !- Vertex 10 X-coordinate {m}
, !- Vertex 10 Y-coordinate {m}
, !- Vertex 10 Z-coordinate {m}
, !- Vertex 11 X-coordinate {m}
, !- Vertex 11 Y-coordinate {m}
, !- Vertex 11 Z-coordinate {m}
, !- Vertex 12 X-coordinate {m}
, !- Vertex 12 Y-coordinate {m}
, !- Vertex 12 Z-coordinate {m}
, !- Vertex 13 X-coordinate {m}
, !- Vertex 13 Y-coordinate {m}
, !- Vertex 13 Z-coordinate {m}
, !- Vertex 14 X-coordinate {m}
, !- Vertex 14 Y-coordinate {m}
, !- Vertex 14 Z-coordinate {m}
, !- Vertex 15 X-coordinate {m}
, !- Vertex 15 Y-coordinate {m}
, !- Vertex 15 Z-coordinate {m}
, !- Vertex 16 X-coordinate {m}
, !- Vertex 16 Y-coordinate {m}
, !- Vertex 16 Z-coordinate {m}
, !- Vertex 17 X-coordinate {m}
, !- Vertex 17 Y-coordinate {m}
, !- Vertex 17 Z-coordinate {m}
, !- Vertex 18 X-coordinate {m}
, !- Vertex 18 Y-coordinate {m}
, !- Vertex 18 Z-coordinate {m}
, !- Vertex 19 X-coordinate {m}
, !- Vertex 19 Y-coordinate {m}
, !- Vertex 19 Z-coordinate {m}
, !- Vertex 20 X-coordinate {m}
, !- Vertex 20 Y-coordinate {m}
; !- Vertex 20 Z-coordinate {m}
BuildingSurface:Detailed,
L1S1-Women_Srf_3, !- Name
Wall, !- Surface Type
Hole, !- Construction Name
L1S1-Women Thermal Zone, !- Zone Name
Surface, !- Outside Boundary Condition
L1S1-Corridor_Srf_2, !- Outside Boundary Condition Object
NoSun, !- Sun Exposure
NoWind, !- Wind Exposure
, !- View Factor to Ground
4, !- Number of Vertices
76.566, !- Vertex 1 X-coordinate {m}
56.218, !- Vertex 1 Y-coordinate {m}
2.819, !- Vertex 1 Z-coordinate {m}
76.566, !- Vertex 2 X-coordinate {m}
56.218, !- Vertex 2 Y-coordinate {m}
2.134, !- Vertex 2 Z-coordinate {m}
76.566, !- Vertex 3 X-coordinate {m}
58.339, !- Vertex 3 Y-coordinate {m}
2.134, !- Vertex 3 Z-coordinate {m}
76.566, !- Vertex 4 X-coordinate {m}
58.339, !- Vertex 4 Y-coordinate {m}
2.819, !- Vertex 4 Z-coordinate {m}
, !- Vertex 5 X-coordinate {m}
, !- Vertex 5 Y-coordinate {m}
, !- Vertex 5 Z-coordinate {m}
, !- Vertex 6 X-coordinate {m}
, !- Vertex 6 Y-coordinate {m}
, !- Vertex 6 Z-coordinate {m}
, !- Vertex 7 X-coordinate {m}
, !- Vertex 7 Y-coordinate {m}
, !- Vertex 7 Z-coordinate {m}
, !- Vertex 8 X-coordinate {m}
, !- Vertex 8 Y-coordinate {m}
, !- Vertex 8 Z-coordinate {m}
, !- Vertex 9 X-coordinate {m}
, !- Vertex 9 Y-coordinate {m}
, !- Vertex 9 Z-coordinate {m}
, !- Vertex 10 X-coordinate {m}
, !- Vertex 10 Y-coordinate {m}
, !- Vertex 10 Z-coordinate {m}
, !- Vertex 11 X-coordinate {m}
, !- Vertex 11 Y-coordinate {m}
, !- Vertex 11 Z-coordinate {m}
, !- Vertex 12 X-coordinate {m}
, !- Vertex 12 Y-coordinate {m}
, !- Vertex 12 Z-coordinate {m}
, !- Vertex 13 X-coordinate {m}
, !- Vertex 13 Y-coordinate {m}
, !- Vertex 13 Z-coordinate {m}
, !- Vertex 14 X-coordinate {m}
, !- Vertex 14 Y-coordinate {m}
, !- Vertex 14 Z-coordinate {m}
, !- Vertex 15 X-coordinate {m}
, !- Vertex 15 Y-coordinate {m}
, !- Vertex 15 Z-coordinate {m}
, !- Vertex 16 X-coordinate {m}
, !- Vertex 16 Y-coordinate {m}
, !- Vertex 16 Z-coordinate {m}
, !- Vertex 17 X-coordinate {m}
, !- Vertex 17 Y-coordinate {m}
, !- Vertex 17 Z-coordinate {m}
, !- Vertex 18 X-coordinate {m}
, !- Vertex 18 Y-coordinate {m}
, !- Vertex 18 Z-coordinate {m}
, !- Vertex 19 X-coordinate {m}
, !- Vertex 19 Y-coordinate {m}
, !- Vertex 19 Z-coordinate {m}
, !- Vertex 20 X-coordinate {m}
, !- Vertex 20 Y-coordinate {m}
; !- Vertex 20 Z-coordinate {m}
BuildingSurface:Detailed,
L1S1-Women_Srf_4, !- Name
Wall, !- Surface Type
Hole, !- Construction Name
L1S1-Women Thermal Zone, !- Zone Name
Surface, !- Outside Boundary Condition
L1S1-PreparedFoodsPrep_Srf_7, !- Outside Boundary Condition Object
NoSun, !- Sun Exposure
NoWind, !- Wind Exposure
, !- View Factor to Ground
4, !- Number of Vertices
76.566, !- Vertex 1 X-coordinate {m}
58.339, !- Vertex 1 Y-coordinate {m}
2.819, !- Vertex 1 Z-coordinate {m}
76.566, !- Vertex 2 X-coordinate {m}
58.339, !- Vertex 2 Y-coordinate {m}
2.134, !- Vertex 2 Z-coordinate {m}
74.219, !- Vertex 3 X-coordinate {m}
58.339, !- Vertex 3 Y-coordinate {m}
2.134, !- Vertex 3 Z-coordinate {m}
74.219, !- Vertex 4 X-coordinate {m}
58.339, !- Vertex 4 Y-coordinate {m}
2.819, !- Vertex 4 Z-coordinate {m}
, !- Vertex 5 X-coordinate {m}
, !- Vertex 5 Y-coordinate {m}
, !- Vertex 5 Z-coordinate {m}
, !- Vertex 6 X-coordinate {m}
, !- Vertex 6 Y-coordinate {m}
, !- Vertex 6 Z-coordinate {m}
, !- Vertex 7 X-coordinate {m}
, !- Vertex 7 Y-coordinate {m}
, !- Vertex 7 Z-coordinate {m}
, !- Vertex 8 X-coordinate {m}
, !- Vertex 8 Y-coordinate {m}
, !- Vertex 8 Z-coordinate {m}
, !- Vertex 9 X-coordinate {m}
, !- Vertex 9 Y-coordinate {m}
, !- Vertex 9 Z-coordinate {m}
, !- Vertex 10 X-coordinate {m}
, !- Vertex 10 Y-coordinate {m}
, !- Vertex 10 Z-coordinate {m}
, !- Vertex 11 X-coordinate {m}
, !- Vertex 11 Y-coordinate {m}
, !- Vertex 11 Z-coordinate {m}
, !- Vertex 12 X-coordinate {m}
, !- Vertex 12 Y-coordinate {m}
, !- Vertex 12 Z-coordinate {m}
, !- Vertex 13 X-coordinate {m}
, !- Vertex 13 Y-coordinate {m}
, !- Vertex 13 Z-coordinate {m}
, !- Vertex 14 X-coordinate {m}
, !- Vertex 14 Y-coordinate {m}
, !- Vertex 14 Z-coordinate {m}
, !- Vertex 15 X-coordinate {m}
, !- Vertex 15 Y-coordinate {m}
, !- Vertex 15 Z-coordinate {m}
, !- Vertex 16 X-coordinate {m}
, !- Vertex 16 Y-coordinate {m}
, !- Vertex 16 Z-coordinate {m}
, !- Vertex 17 X-coordinate {m}
, !- Vertex 17 Y-coordinate {m}
, !- Vertex 17 Z-coordinate {m}
, !- Vertex 18 X-coordinate {m}
, !- Vertex 18 Y-coordinate {m}
, !- Vertex 18 Z-coordinate {m}
, !- Vertex 19 X-coordinate {m}
, !- Vertex 19 Y-coordinate {m}
, !- Vertex 19 Z-coordinate {m}
, !- Vertex 20 X-coordinate {m}
, !- Vertex 20 Y-coordinate {m}
; !- Vertex 20 Z-coordinate {m}
BuildingSurface:Detailed,
L1S1-Women_Srf_5, !- Name
Roof, !- Surface Type
Roof_BOH, !- Construction Name
L1S1-Women Thermal Zone, !- Zone Name
Outdoors, !- Outside Boundary Condition
, !- Outside Boundary Condition Object
SunExposed, !- Sun Exposure
WindExposed, !- Wind Exposure
, !- View Factor to Ground
4, !- Number of Vertices
74.219, !- Vertex 1 X-coordinate {m}
58.339, !- Vertex 1 Y-coordinate {m}
2.819, !- Vertex 1 Z-coordinate {m}
74.219, !- Vertex 2 X-coordinate {m}
56.218, !- Vertex 2 Y-coordinate {m}
2.819, !- Vertex 2 Z-coordinate {m}
76.566, !- Vertex 3 X-coordinate {m}
56.218, !- Vertex 3 Y-coordinate {m}
2.819, !- Vertex 3 Z-coordinate {m}
76.566, !- Vertex 4 X-coordinate {m}
58.339, !- Vertex 4 Y-coordinate {m}
2.819, !- Vertex 4 Z-coordinate {m}
, !- Vertex 5 X-coordinate {m}
, !- Vertex 5 Y-coordinate {m}
, !- Vertex 5 Z-coordinate {m}
, !- Vertex 6 X-coordinate {m}
, !- Vertex 6 Y-coordinate {m}
, !- Vertex 6 Z-coordinate {m}
, !- Vertex 7 X-coordinate {m}
, !- Vertex 7 Y-coordinate {m}
, !- Vertex 7 Z-coordinate {m}
, !- Vertex 8 X-coordinate {m}
, !- Vertex 8 Y-coordinate {m}
, !- Vertex 8 Z-coordinate {m}
, !- Vertex 9 X-coordinate {m}
, !- Vertex 9 Y-coordinate {m}
, !- Vertex 9 Z-coordinate {m}
, !- Vertex 10 X-coordinate {m}
, !- Vertex 10 Y-coordinate {m}
, !- Vertex 10 Z-coordinate {m}
, !- Vertex 11 X-coordinate {m}
, !- Vertex 11 Y-coordinate {m}
, !- Vertex 11 Z-coordinate {m}
, !- Vertex 12 X-coordinate {m}
, !- Vertex 12 Y-coordinate {m}
, !- Vertex 12 Z-coordinate {m}
, !- Vertex 13 X-coordinate {m}
, !- Vertex 13 Y-coordinate {m}
, !- Vertex 13 Z-coordinate {m}
, !- Vertex 14 X-coordinate {m}
, !- Vertex 14 Y-coordinate {m}
, !- Vertex 14 Z-coordinate {m}
, !- Vertex 15 X-coordinate {m}
, !- Vertex 15 Y-coordinate {m}
, !- Vertex 15 Z-coordinate {m}
, !- Vertex 16 X-coordinate {m}
, !- Vertex 16 Y-coordinate {m}
, !- Vertex 16 Z-coordinate {m}
, !- Vertex 17 X-coordinate {m}
, !- Vertex 17 Y-coordinate {m}
, !- Vertex 17 Z-coordinate {m}
, !- Vertex 18 X-coordinate {m}
, !- Vertex 18 Y-coordinate {m}
, !- Vertex 18 Z-coordinate {m}
, !- Vertex 19 X-coordinate {m}
, !- Vertex 19 Y-coordinate {m}
, !- Vertex 19 Z-coordinate {m}
, !- Vertex 20 X-coordinate {m}
, !- Vertex 20 Y-coordinate {m}
; !- Vertex 20 Z-coordinate {m}
BuildingSurface:Detailed,
L1S2-AislesEast_Srf_0, !- Name
Wall, !- Surface Type
Hole, !- Construction Name
L1S2-AislesEast Thermal Zone, !- Zone Name
Surface, !- Outside Boundary Condition
L1S2-Shaft2_Srf_4, !- Outside Boundary Condition Object
NoSun, !- Sun Exposure
NoWind, !- Wind Exposure
, !- View Factor to Ground
4, !- Number of Vertices
77.337, !- Vertex 1 X-coordinate {m}
49.865, !- Vertex 1 Y-coordinate {m}
3.146, !- Vertex 1 Z-coordinate {m}
77.337, !- Vertex 2 X-coordinate {m}
49.865, !- Vertex 2 Y-coordinate {m}
2.819, !- Vertex 2 Z-coordinate {m}
76.566, !- Vertex 3 X-coordinate {m}
49.865, !- Vertex 3 Y-coordinate {m}
2.819, !- Vertex 3 Z-coordinate {m}
76.566, !- Vertex 4 X-coordinate {m}
49.865, !- Vertex 4 Y-coordinate {m}
3.254, !- Vertex 4 Z-coordinate {m}
, !- Vertex 5 X-coordinate {m}
, !- Vertex 5 Y-coordinate {m}
, !- Vertex 5 Z-coordinate {m}
, !- Vertex 6 X-coordinate {m}
, !- Vertex 6 Y-coordinate {m}
, !- Vertex 6 Z-coordinate {m}
, !- Vertex 7 X-coordinate {m}
, !- Vertex 7 Y-coordinate {m}
, !- Vertex 7 Z-coordinate {m}
, !- Vertex 8 X-coordinate {m}
, !- Vertex 8 Y-coordinate {m}
, !- Vertex 8 Z-coordinate {m}
, !- Vertex 9 X-coordinate {m}
, !- Vertex 9 Y-coordinate {m}
, !- Vertex 9 Z-coordinate {m}
, !- Vertex 10 X-coordinate {m}
, !- Vertex 10 Y-coordinate {m}
, !- Vertex 10 Z-coordinate {m}
, !- Vertex 11 X-coordinate {m}
, !- Vertex 11 Y-coordinate {m}
, !- Vertex 11 Z-coordinate {m}
, !- Vertex 12 X-coordinate {m}
, !- Vertex 12 Y-coordinate {m}
, !- Vertex 12 Z-coordinate {m}
, !- Vertex 13 X-coordinate {m}
, !- Vertex 13 Y-coordinate {m}
, !- Vertex 13 Z-coordinate {m}
, !- Vertex 14 X-coordinate {m}
, !- Vertex 14 Y-coordinate {m}
, !- Vertex 14 Z-coordinate {m}
, !- Vertex 15 X-coordinate {m}
, !- Vertex 15 Y-coordinate {m}
, !- Vertex 15 Z-coordinate {m}
, !- Vertex 16 X-coordinate {m}
, !- Vertex 16 Y-coordinate {m}
, !- Vertex 16 Z-coordinate {m}
, !- Vertex 17 X-coordinate {m}
, !- Vertex 17 Y-coordinate {m}
, !- Vertex 17 Z-coordinate {m}
, !- Vertex 18 X-coordinate {m}
, !- Vertex 18 Y-coordinate {m}
, !- Vertex 18 Z-coordinate {m}
, !- Vertex 19 X-coordinate {m}
, !- Vertex 19 Y-coordinate {m}
, !- Vertex 19 Z-coordinate {m}
, !- Vertex 20 X-coordinate {m}
, !- Vertex 20 Y-coordinate {m}
; !- Vertex 20 Z-coordinate {m}
BuildingSurface:Detailed,
L1S2-AislesEast_Srf_1, !- Name
Wall, !- Surface Type
Hole, !- Construction Name
L1S2-AislesEast Thermal Zone, !- Zone Name
Surface, !- Outside Boundary Condition
L1S2-Shaft2_Srf_3, !- Outside Boundary Condition Object
NoSun, !- Sun Exposure
NoWind, !- Wind Exposure
, !- View Factor to Ground
4, !- Number of Vertices
76.566, !- Vertex 1 X-coordinate {m}
49.865, !- Vertex 1 Y-coordinate {m}
3.254, !- Vertex 1 Z-coordinate {m}
76.566, !- Vertex 2 X-coordinate {m}
49.865, !- Vertex 2 Y-coordinate {m}
2.819, !- Vertex 2 Z-coordinate {m}
76.566, !- Vertex 3 X-coordinate {m}
50.963, !- Vertex 3 Y-coordinate {m}
2.819, !- Vertex 3 Z-coordinate {m}
76.566, !- Vertex 4 X-coordinate {m}
50.963, !- Vertex 4 Y-coordinate {m}
3.254, !- Vertex 4 Z-coordinate {m}
, !- Vertex 5 X-coordinate {m}
, !- Vertex 5 Y-coordinate {m}
, !- Vertex 5 Z-coordinate {m}
, !- Vertex 6 X-coordinate {m}
, !- Vertex 6 Y-coordinate {m}
, !- Vertex 6 Z-coordinate {m}
, !- Vertex 7 X-coordinate {m}
, !- Vertex 7 Y-coordinate {m}
, !- Vertex 7 Z-coordinate {m}
, !- Vertex 8 X-coordinate {m}
, !- Vertex 8 Y-coordinate {m}
, !- Vertex 8 Z-coordinate {m}
, !- Vertex 9 X-coordinate {m}
, !- Vertex 9 Y-coordinate {m}
, !- Vertex 9 Z-coordinate {m}
, !- Vertex 10 X-coordinate {m}
, !- Vertex 10 Y-coordinate {m}
, !- Vertex 10 Z-coordinate {m}
, !- Vertex 11 X-coordinate {m}
, !- Vertex 11 Y-coordinate {m}
, !- Vertex 11 Z-coordinate {m}
, !- Vertex 12 X-coordinate {m}
, !- Vertex 12 Y-coordinate {m}
, !- Vertex 12 Z-coordinate {m}
, !- Vertex 13 X-coordinate {m}
, !- Vertex 13 Y-coordinate {m}
, !- Vertex 13 Z-coordinate {m}
, !- Vertex 14 X-coordinate {m}
, !- Vertex 14 Y-coordinate {m}
, !- Vertex 14 Z-coordinate {m}
, !- Vertex 15 X-coordinate {m}
, !- Vertex 15 Y-coordinate {m}
, !- Vertex 15 Z-coordinate {m}
, !- Vertex 16 X-coordinate {m}
, !- Vertex 16 Y-coordinate {m}
, !- Vertex 16 Z-coordinate {m}
, !- Vertex 17 X-coordinate {m}
, !- Vertex 17 Y-coordinate {m}
, !- Vertex 17 Z-coordinate {m}
, !- Vertex 18 X-coordinate {m}
, !- Vertex 18 Y-coordinate {m}
, !- Vertex 18 Z-coordinate {m}
, !- Vertex 19 X-coordinate {m}
, !- Vertex 19 Y-coordinate {m}
, !- Vertex 19 Z-coordinate {m}
, !- Vertex 20 X-coordinate {m}
, !- Vertex 20 Y-coordinate {m}
; !- Vertex 20 Z-coordinate {m}
BuildingSurface:Detailed,
L1S2-AislesEast_Srf_2, !- Name
Wall, !- Surface Type
Wall_Exterior, !- Construction Name
L1S2-AislesEast Thermal Zone, !- Zone Name
Outdoors, !- Outside Boundary Condition
, !- Outside Boundary Condition Object
SunExposed, !- Sun Exposure
WindExposed, !- Wind Exposure
, !- View Factor to Ground
4, !- Number of Vertices
77.337, !- Vertex 1 X-coordinate {m}
31.364, !- Vertex 1 Y-coordinate {m}
3.146, !- Vertex 1 Z-coordinate {m}
77.337, !- Vertex 2 X-coordinate {m}
31.364, !- Vertex 2 Y-coordinate {m}
2.819, !- Vertex 2 Z-coordinate {m}
77.337, !- Vertex 3 X-coordinate {m}
49.865, !- Vertex 3 Y-coordinate {m}
2.819, !- Vertex 3 Z-coordinate {m}
77.337, !- Vertex 4 X-coordinate {m}
49.865, !- Vertex 4 Y-coordinate {m}
3.146, !- Vertex 4 Z-coordinate {m}
, !- Vertex 5 X-coordinate {m}
, !- Vertex 5 Y-coordinate {m}
, !- Vertex 5 Z-coordinate {m}
, !- Vertex 6 X-coordinate {m}
, !- Vertex 6 Y-coordinate {m}
, !- Vertex 6 Z-coordinate {m}
, !- Vertex 7 X-coordinate {m}
, !- Vertex 7 Y-coordinate {m}
, !- Vertex 7 Z-coordinate {m}
, !- Vertex 8 X-coordinate {m}
, !- Vertex 8 Y-coordinate {m}
, !- Vertex 8 Z-coordinate {m}
, !- Vertex 9 X-coordinate {m}
, !- Vertex 9 Y-coordinate {m}
, !- Vertex 9 Z-coordinate {m}
, !- Vertex 10 X-coordinate {m}
, !- Vertex 10 Y-coordinate {m}
, !- Vertex 10 Z-coordinate {m}
, !- Vertex 11 X-coordinate {m}
, !- Vertex 11 Y-coordinate {m}
, !- Vertex 11 Z-coordinate {m}
, !- Vertex 12 X-coordinate {m}
, !- Vertex 12 Y-coordinate {m}
, !- Vertex 12 Z-coordinate {m}
, !- Vertex 13 X-coordinate {m}
, !- Vertex 13 Y-coordinate {m}
, !- Vertex 13 Z-coordinate {m}
, !- Vertex 14 X-coordinate {m}
, !- Vertex 14 Y-coordinate {m}
, !- Vertex 14 Z-coordinate {m}
, !- Vertex 15 X-coordinate {m}
, !- Vertex 15 Y-coordinate {m}
, !- Vertex 15 Z-coordinate {m}
, !- Vertex 16 X-coordinate {m}
, !- Vertex 16 Y-coordinate {m}
, !- Vertex 16 Z-coordinate {m}
, !- Vertex 17 X-coordinate {m}
, !- Vertex 17 Y-coordinate {m}
, !- Vertex 17 Z-coordinate {m}
, !- Vertex 18 X-coordinate {m}
, !- Vertex 18 Y-coordinate {m}
, !- Vertex 18 Z-coordinate {m}
, !- Vertex 19 X-coordinate {m}
, !- Vertex 19 Y-coordinate {m}
, !- Vertex 19 Z-coordinate {m}
, !- Vertex 20 X-coordinate {m}
, !- Vertex 20 Y-coordinate {m}
; !- Vertex 20 Z-coordinate {m}
BuildingSurface:Detailed,
L1S2-AislesEast_Srf_3, !- Name
Floor, !- Surface Type
Hole, !- Construction Name
L1S2-AislesEast Thermal Zone, !- Zone Name
outdoors, !- Outside Boundary Condition
, !- Outside Boundary Condition Object
SunExposed, !- Sun Exposure
WindExposed, !- Wind Exposure
, !- View Factor to Ground
6, !- Number of Vertices
77.337, !- Vertex 1 X-coordinate {m}
49.865, !- Vertex 1 Y-coordinate {m}
2.819, !- Vertex 1 Z-coordinate {m}
77.337, !- Vertex 2 X-coordinate {m}
31.364, !- Vertex 2 Y-coordinate {m}
2.819, !- Vertex 2 Z-coordinate {m}
53.005, !- Vertex 3 X-coordinate {m}
31.364, !- Vertex 3 Y-coordinate {m}
2.819, !- Vertex 3 Z-coordinate {m}
53.005, !- Vertex 4 X-coordinate {m}
50.963, !- Vertex 4 Y-coordinate {m}
2.819, !- Vertex 4 Z-coordinate {m}
76.566, !- Vertex 5 X-coordinate {m}
50.963, !- Vertex 5 Y-coordinate {m}
2.819, !- Vertex 5 Z-coordinate {m}
76.566, !- Vertex 6 X-coordinate {m}
49.865, !- Vertex 6 Y-coordinate {m}
2.819, !- Vertex 6 Z-coordinate {m}
, !- Vertex 7 X-coordinate {m}
, !- Vertex 7 Y-coordinate {m}
, !- Vertex 7 Z-coordinate {m}
, !- Vertex 8 X-coordinate {m}
, !- Vertex 8 Y-coordinate {m}
, !- Vertex 8 Z-coordinate {m}
, !- Vertex 9 X-coordinate {m}
, !- Vertex 9 Y-coordinate {m}
, !- Vertex 9 Z-coordinate {m}
, !- Vertex 10 X-coordinate {m}
, !- Vertex 10 Y-coordinate {m}
, !- Vertex 10 Z-coordinate {m}
, !- Vertex 11 X-coordinate {m}
, !- Vertex 11 Y-coordinate {m}
, !- Vertex 11 Z-coordinate {m}
, !- Vertex 12 X-coordinate {m}
, !- Vertex 12 Y-coordinate {m}
, !- Vertex 12 Z-coordinate {m}
, !- Vertex 13 X-coordinate {m}
, !- Vertex 13 Y-coordinate {m}
, !- Vertex 13 Z-coordinate {m}
, !- Vertex 14 X-coordinate {m}
, !- Vertex 14 Y-coordinate {m}
, !- Vertex 14 Z-coordinate {m}
, !- Vertex 15 X-coordinate {m}
, !- Vertex 15 Y-coordinate {m}
, !- Vertex 15 Z-coordinate {m}
, !- Vertex 16 X-coordinate {m}
, !- Vertex 16 Y-coordinate {m}
, !- Vertex 16 Z-coordinate {m}
, !- Vertex 17 X-coordinate {m}
, !- Vertex 17 Y-coordinate {m}
, !- Vertex 17 Z-coordinate {m}
, !- Vertex 18 X-coordinate {m}
, !- Vertex 18 Y-coordinate {m}
, !- Vertex 18 Z-coordinate {m}
, !- Vertex 19 X-coordinate {m}
, !- Vertex 19 Y-coordinate {m}
, !- Vertex 19 Z-coordinate {m}
, !- Vertex 20 X-coordinate {m}
, !- Vertex 20 Y-coordinate {m}
; !- Vertex 20 Z-coordinate {m}
BuildingSurface:Detailed,
L1S2-AislesEast_Srf_4, !- Name
Wall, !- Surface Type
Wall_Exterior, !- Construction Name
L1S2-AislesEast Thermal Zone, !- Zone Name
Outdoors, !- Outside Boundary Condition
, !- Outside Boundary Condition Object
SunExposed, !- Sun Exposure
WindExposed, !- Wind Exposure
, !- View Factor to Ground
5, !- Number of Vertices
76.566, !- Vertex 1 X-coordinate {m}
50.963, !- Vertex 1 Y-coordinate {m}
3.254, !- Vertex 1 Z-coordinate {m}
76.566, !- Vertex 2 X-coordinate {m}
50.963, !- Vertex 2 Y-coordinate {m}
2.819, !- Vertex 2 Z-coordinate {m}
53.005, !- Vertex 3 X-coordinate {m}
50.963, !- Vertex 3 Y-coordinate {m}
2.819, !- Vertex 3 Z-coordinate {m}
53.005, !- Vertex 4 X-coordinate {m}
50.963, !- Vertex 4 Y-coordinate {m}
4.885, !- Vertex 4 Z-coordinate {m}
58.947, !- Vertex 5 X-coordinate {m}
50.963, !- Vertex 5 Y-coordinate {m}
5.715, !- Vertex 5 Z-coordinate {m}
, !- Vertex 6 X-coordinate {m}
, !- Vertex 6 Y-coordinate {m}
, !- Vertex 6 Z-coordinate {m}
, !- Vertex 7 X-coordinate {m}
, !- Vertex 7 Y-coordinate {m}
, !- Vertex 7 Z-coordinate {m}
, !- Vertex 8 X-coordinate {m}
, !- Vertex 8 Y-coordinate {m}
, !- Vertex 8 Z-coordinate {m}
, !- Vertex 9 X-coordinate {m}
, !- Vertex 9 Y-coordinate {m}
, !- Vertex 9 Z-coordinate {m}
, !- Vertex 10 X-coordinate {m}
, !- Vertex 10 Y-coordinate {m}
, !- Vertex 10 Z-coordinate {m}
, !- Vertex 11 X-coordinate {m}
, !- Vertex 11 Y-coordinate {m}
, !- Vertex 11 Z-coordinate {m}
, !- Vertex 12 X-coordinate {m}
, !- Vertex 12 Y-coordinate {m}
, !- Vertex 12 Z-coordinate {m}
, !- Vertex 13 X-coordinate {m}
, !- Vertex 13 Y-coordinate {m}
, !- Vertex 13 Z-coordinate {m}
, !- Vertex 14 X-coordinate {m}
, !- Vertex 14 Y-coordinate {m}
, !- Vertex 14 Z-coordinate {m}
, !- Vertex 15 X-coordinate {m}
, !- Vertex 15 Y-coordinate {m}
, !- Vertex 15 Z-coordinate {m}
, !- Vertex 16 X-coordinate {m}
, !- Vertex 16 Y-coordinate {m}
, !- Vertex 16 Z-coordinate {m}
, !- Vertex 17 X-coordinate {m}
, !- Vertex 17 Y-coordinate {m}
, !- Vertex 17 Z-coordinate {m}
, !- Vertex 18 X-coordinate {m}
, !- Vertex 18 Y-coordinate {m}
, !- Vertex 18 Z-coordinate {m}
, !- Vertex 19 X-coordinate {m}
, !- Vertex 19 Y-coordinate {m}
, !- Vertex 19 Z-coordinate {m}
, !- Vertex 20 X-coordinate {m}
, !- Vertex 20 Y-coordinate {m}
; !- Vertex 20 Z-coordinate {m}
BuildingSurface:Detailed,
L1S2-AislesEast_Srf_5, !- Name
Wall, !- Surface Type
Wall_Exterior, !- Construction Name
L1S2-AislesEast Thermal Zone, !- Zone Name
Outdoors, !- Outside Boundary Condition
, !- Outside Boundary Condition Object
SunExposed, !- Sun Exposure
WindExposed, !- Wind Exposure
, !- View Factor to Ground
5, !- Number of Vertices
53.005, !- Vertex 1 X-coordinate {m}
31.364, !- Vertex 1 Y-coordinate {m}
4.885, !- Vertex 1 Z-coordinate {m}
53.005, !- Vertex 2 X-coordinate {m}
31.364, !- Vertex 2 Y-coordinate {m}
2.819, !- Vertex 2 Z-coordinate {m}
77.337, !- Vertex 3 X-coordinate {m}
31.364, !- Vertex 3 Y-coordinate {m}
2.819, !- Vertex 3 Z-coordinate {m}
77.337, !- Vertex 4 X-coordinate {m}
31.364, !- Vertex 4 Y-coordinate {m}
3.146, !- Vertex 4 Z-coordinate {m}
58.947, !- Vertex 5 X-coordinate {m}
31.364, !- Vertex 5 Y-coordinate {m}
5.715, !- Vertex 5 Z-coordinate {m}
, !- Vertex 6 X-coordinate {m}
, !- Vertex 6 Y-coordinate {m}
, !- Vertex 6 Z-coordinate {m}
, !- Vertex 7 X-coordinate {m}
, !- Vertex 7 Y-coordinate {m}
, !- Vertex 7 Z-coordinate {m}
, !- Vertex 8 X-coordinate {m}
, !- Vertex 8 Y-coordinate {m}
, !- Vertex 8 Z-coordinate {m}
, !- Vertex 9 X-coordinate {m}
, !- Vertex 9 Y-coordinate {m}
, !- Vertex 9 Z-coordinate {m}
, !- Vertex 10 X-coordinate {m}
, !- Vertex 10 Y-coordinate {m}
, !- Vertex 10 Z-coordinate {m}
, !- Vertex 11 X-coordinate {m}
, !- Vertex 11 Y-coordinate {m}
, !- Vertex 11 Z-coordinate {m}
, !- Vertex 12 X-coordinate {m}
, !- Vertex 12 Y-coordinate {m}
, !- Vertex 12 Z-coordinate {m}
, !- Vertex 13 X-coordinate {m}
, !- Vertex 13 Y-coordinate {m}
, !- Vertex 13 Z-coordinate {m}
, !- Vertex 14 X-coordinate {m}
, !- Vertex 14 Y-coordinate {m}
, !- Vertex 14 Z-coordinate {m}
, !- Vertex 15 X-coordinate {m}
, !- Vertex 15 Y-coordinate {m}
, !- Vertex 15 Z-coordinate {m}
, !- Vertex 16 X-coordinate {m}
, !- Vertex 16 Y-coordinate {m}
, !- Vertex 16 Z-coordinate {m}
, !- Vertex 17 X-coordinate {m}
, !- Vertex 17 Y-coordinate {m}
, !- Vertex 17 Z-coordinate {m}
, !- Vertex 18 X-coordinate {m}
, !- Vertex 18 Y-coordinate {m}
, !- Vertex 18 Z-coordinate {m}
, !- Vertex 19 X-coordinate {m}
, !- Vertex 19 Y-coordinate {m}
, !- Vertex 19 Z-coordinate {m}
, !- Vertex 20 X-coordinate {m}
, !- Vertex 20 Y-coordinate {m}
; !- Vertex 20 Z-coordinate {m}
BuildingSurface:Detailed,
L1S2-AislesEast_Srf_6, !- Name
Wall, !- Surface Type
Wall_Exterior, !- Construction Name
L1S2-AislesEast Thermal Zone, !- Zone Name
Outdoors, !- Outside Boundary Condition
, !- Outside Boundary Condition Object
SunExposed, !- Sun Exposure
WindExposed, !- Wind Exposure
, !- View Factor to Ground
4, !- Number of Vertices
53.005, !- Vertex 1 X-coordinate {m}
50.963, !- Vertex 1 Y-coordinate {m}
4.885, !- Vertex 1 Z-coordinate {m}
53.005, !- Vertex 2 X-coordinate {m}
50.963, !- Vertex 2 Y-coordinate {m}
2.819, !- Vertex 2 Z-coordinate {m}
53.005, !- Vertex 3 X-coordinate {m}
31.364, !- Vertex 3 Y-coordinate {m}
2.819, !- Vertex 3 Z-coordinate {m}
53.005, !- Vertex 4 X-coordinate {m}
31.364, !- Vertex 4 Y-coordinate {m}
4.885, !- Vertex 4 Z-coordinate {m}
, !- Vertex 5 X-coordinate {m}
, !- Vertex 5 Y-coordinate {m}
, !- Vertex 5 Z-coordinate {m}
, !- Vertex 6 X-coordinate {m}
, !- Vertex 6 Y-coordinate {m}
, !- Vertex 6 Z-coordinate {m}
, !- Vertex 7 X-coordinate {m}
, !- Vertex 7 Y-coordinate {m}
, !- Vertex 7 Z-coordinate {m}
, !- Vertex 8 X-coordinate {m}
, !- Vertex 8 Y-coordinate {m}
, !- Vertex 8 Z-coordinate {m}
, !- Vertex 9 X-coordinate {m}
, !- Vertex 9 Y-coordinate {m}
, !- Vertex 9 Z-coordinate {m}
, !- Vertex 10 X-coordinate {m}
, !- Vertex 10 Y-coordinate {m}
, !- Vertex 10 Z-coordinate {m}
, !- Vertex 11 X-coordinate {m}
, !- Vertex 11 Y-coordinate {m}
, !- Vertex 11 Z-coordinate {m}
, !- Vertex 12 X-coordinate {m}
, !- Vertex 12 Y-coordinate {m}
, !- Vertex 12 Z-coordinate {m}
, !- Vertex 13 X-coordinate {m}
, !- Vertex 13 Y-coordinate {m}
, !- Vertex 13 Z-coordinate {m}
, !- Vertex 14 X-coordinate {m}
, !- Vertex 14 Y-coordinate {m}
, !- Vertex 14 Z-coordinate {m}
, !- Vertex 15 X-coordinate {m}
, !- Vertex 15 Y-coordinate {m}
, !- Vertex 15 Z-coordinate {m}
, !- Vertex 16 X-coordinate {m}
, !- Vertex 16 Y-coordinate {m}
, !- Vertex 16 Z-coordinate {m}
, !- Vertex 17 X-coordinate {m}
, !- Vertex 17 Y-coordinate {m}
, !- Vertex 17 Z-coordinate {m}
, !- Vertex 18 X-coordinate {m}
, !- Vertex 18 Y-coordinate {m}
, !- Vertex 18 Z-coordinate {m}
, !- Vertex 19 X-coordinate {m}
, !- Vertex 19 Y-coordinate {m}
, !- Vertex 19 Z-coordinate {m}
, !- Vertex 20 X-coordinate {m}
, !- Vertex 20 Y-coordinate {m}
; !- Vertex 20 Z-coordinate {m}
BuildingSurface:Detailed,
L1S2-AislesEast_Srf_7, !- Name
Roof, !- Surface Type
Roof_BOH, !- Construction Name
L1S2-AislesEast Thermal Zone, !- Zone Name
Outdoors, !- Outside Boundary Condition
, !- Outside Boundary Condition Object
SunExposed, !- Sun Exposure
WindExposed, !- Wind Exposure
, !- View Factor to Ground
6, !- Number of Vertices
58.947, !- Vertex 1 X-coordinate {m}
31.364, !- Vertex 1 Y-coordinate {m}
5.715, !- Vertex 1 Z-coordinate {m}
77.337, !- Vertex 2 X-coordinate {m}
31.364, !- Vertex 2 Y-coordinate {m}
3.146, !- Vertex 2 Z-coordinate {m}
77.337, !- Vertex 3 X-coordinate {m}
49.865, !- Vertex 3 Y-coordinate {m}
3.146, !- Vertex 3 Z-coordinate {m}
76.566, !- Vertex 4 X-coordinate {m}
49.865, !- Vertex 4 Y-coordinate {m}
3.254, !- Vertex 4 Z-coordinate {m}
76.566, !- Vertex 5 X-coordinate {m}
50.963, !- Vertex 5 Y-coordinate {m}
3.254, !- Vertex 5 Z-coordinate {m}
58.947, !- Vertex 6 X-coordinate {m}
50.963, !- Vertex 6 Y-coordinate {m}
5.715, !- Vertex 6 Z-coordinate {m}
, !- Vertex 7 X-coordinate {m}
, !- Vertex 7 Y-coordinate {m}
, !- Vertex 7 Z-coordinate {m}
, !- Vertex 8 X-coordinate {m}
, !- Vertex 8 Y-coordinate {m}
, !- Vertex 8 Z-coordinate {m}
, !- Vertex 9 X-coordinate {m}
, !- Vertex 9 Y-coordinate {m}
, !- Vertex 9 Z-coordinate {m}
, !- Vertex 10 X-coordinate {m}
, !- Vertex 10 Y-coordinate {m}
, !- Vertex 10 Z-coordinate {m}
, !- Vertex 11 X-coordinate {m}
, !- Vertex 11 Y-coordinate {m}
, !- Vertex 11 Z-coordinate {m}
, !- Vertex 12 X-coordinate {m}
, !- Vertex 12 Y-coordinate {m}
, !- Vertex 12 Z-coordinate {m}
, !- Vertex 13 X-coordinate {m}
, !- Vertex 13 Y-coordinate {m}
, !- Vertex 13 Z-coordinate {m}
, !- Vertex 14 X-coordinate {m}
, !- Vertex 14 Y-coordinate {m}
, !- Vertex 14 Z-coordinate {m}
, !- Vertex 15 X-coordinate {m}
, !- Vertex 15 Y-coordinate {m}
, !- Vertex 15 Z-coordinate {m}
, !- Vertex 16 X-coordinate {m}
, !- Vertex 16 Y-coordinate {m}
, !- Vertex 16 Z-coordinate {m}
, !- Vertex 17 X-coordinate {m}
, !- Vertex 17 Y-coordinate {m}
, !- Vertex 17 Z-coordinate {m}
, !- Vertex 18 X-coordinate {m}
, !- Vertex 18 Y-coordinate {m}
, !- Vertex 18 Z-coordinate {m}
, !- Vertex 19 X-coordinate {m}
, !- Vertex 19 Y-coordinate {m}
, !- Vertex 19 Z-coordinate {m}
, !- Vertex 20 X-coordinate {m}
, !- Vertex 20 Y-coordinate {m}
; !- Vertex 20 Z-coordinate {m}
BuildingSurface:Detailed,
L1S2-AislesEast_Srf_8, !- Name
Roof, !- Surface Type
Roof_BOH, !- Construction Name
L1S2-AislesEast Thermal Zone, !- Zone Name
Outdoors, !- Outside Boundary Condition
, !- Outside Boundary Condition Object
SunExposed, !- Sun Exposure
WindExposed, !- Wind Exposure
, !- View Factor to Ground
4, !- Number of Vertices
58.947, !- Vertex 1 X-coordinate {m}
50.963, !- Vertex 1 Y-coordinate {m}
5.715, !- Vertex 1 Z-coordinate {m}
53.005, !- Vertex 2 X-coordinate {m}
50.963, !- Vertex 2 Y-coordinate {m}
4.885, !- Vertex 2 Z-coordinate {m}
53.005, !- Vertex 3 X-coordinate {m}
31.364, !- Vertex 3 Y-coordinate {m}
4.885, !- Vertex 3 Z-coordinate {m}
58.947, !- Vertex 4 X-coordinate {m}
31.364, !- Vertex 4 Y-coordinate {m}
5.715, !- Vertex 4 Z-coordinate {m}
, !- Vertex 5 X-coordinate {m}
, !- Vertex 5 Y-coordinate {m}
, !- Vertex 5 Z-coordinate {m}
, !- Vertex 6 X-coordinate {m}
, !- Vertex 6 Y-coordinate {m}
, !- Vertex 6 Z-coordinate {m}
, !- Vertex 7 X-coordinate {m}
, !- Vertex 7 Y-coordinate {m}
, !- Vertex 7 Z-coordinate {m}
, !- Vertex 8 X-coordinate {m}
, !- Vertex 8 Y-coordinate {m}
, !- Vertex 8 Z-coordinate {m}
, !- Vertex 9 X-coordinate {m}
, !- Vertex 9 Y-coordinate {m}
, !- Vertex 9 Z-coordinate {m}
, !- Vertex 10 X-coordinate {m}
, !- Vertex 10 Y-coordinate {m}
, !- Vertex 10 Z-coordinate {m}
, !- Vertex 11 X-coordinate {m}
, !- Vertex 11 Y-coordinate {m}
, !- Vertex 11 Z-coordinate {m}
, !- Vertex 12 X-coordinate {m}
, !- Vertex 12 Y-coordinate {m}
, !- Vertex 12 Z-coordinate {m}
, !- Vertex 13 X-coordinate {m}
, !- Vertex 13 Y-coordinate {m}
, !- Vertex 13 Z-coordinate {m}
, !- Vertex 14 X-coordinate {m}
, !- Vertex 14 Y-coordinate {m}
, !- Vertex 14 Z-coordinate {m}
, !- Vertex 15 X-coordinate {m}
, !- Vertex 15 Y-coordinate {m}
, !- Vertex 15 Z-coordinate {m}
, !- Vertex 16 X-coordinate {m}
, !- Vertex 16 Y-coordinate {m}
, !- Vertex 16 Z-coordinate {m}
, !- Vertex 17 X-coordinate {m}
, !- Vertex 17 Y-coordinate {m}
, !- Vertex 17 Z-coordinate {m}
, !- Vertex 18 X-coordinate {m}
, !- Vertex 18 Y-coordinate {m}
, !- Vertex 18 Z-coordinate {m}
, !- Vertex 19 X-coordinate {m}
, !- Vertex 19 Y-coordinate {m}
, !- Vertex 19 Z-coordinate {m}
, !- Vertex 20 X-coordinate {m}
, !- Vertex 20 Y-coordinate {m}
; !- Vertex 20 Z-coordinate {m}
BuildingSurface:Detailed,
L1S2-AislesWest_Srf_0, !- Name
Floor, !- Surface Type
Hole, !- Construction Name
L1S2-AislesWest Thermal Zone, !- Zone Name
outdoors, !- Outside Boundary Condition
, !- Outside Boundary Condition Object
SunExposed, !- Sun Exposure
WindExposed, !- Wind Exposure
, !- View Factor to Ground
10, !- Number of Vertices
53.005, !- Vertex 1 X-coordinate {m}
50.963, !- Vertex 1 Y-coordinate {m}
2.819, !- Vertex 1 Z-coordinate {m}
53.005, !- Vertex 2 X-coordinate {m}
28.164, !- Vertex 2 Y-coordinate {m}
2.819, !- Vertex 2 Z-coordinate {m}
52.182, !- Vertex 3 X-coordinate {m}
28.164, !- Vertex 3 Y-coordinate {m}
2.819, !- Vertex 3 Z-coordinate {m}
52.192, !- Vertex 4 X-coordinate {m}
25.878, !- Vertex 4 Y-coordinate {m}
2.819, !- Vertex 4 Z-coordinate {m}
45.966, !- Vertex 5 X-coordinate {m}
25.878, !- Vertex 5 Y-coordinate {m}
2.819, !- Vertex 5 Z-coordinate {m}
45.966, !- Vertex 6 X-coordinate {m}
27.219, !- Vertex 6 Y-coordinate {m}
2.819, !- Vertex 6 Z-coordinate {m}
44.444, !- Vertex 7 X-coordinate {m}
27.219, !- Vertex 7 Y-coordinate {m}
2.819, !- Vertex 7 Z-coordinate {m}
44.444, !- Vertex 8 X-coordinate {m}
41.575, !- Vertex 8 Y-coordinate {m}
2.819, !- Vertex 8 Z-coordinate {m}
43.312, !- Vertex 9 X-coordinate {m}
41.575, !- Vertex 9 Y-coordinate {m}
2.819, !- Vertex 9 Z-coordinate {m}
43.312, !- Vertex 10 X-coordinate {m}
50.963, !- Vertex 10 Y-coordinate {m}
2.819, !- Vertex 10 Z-coordinate {m}
, !- Vertex 11 X-coordinate {m}
, !- Vertex 11 Y-coordinate {m}
, !- Vertex 11 Z-coordinate {m}
, !- Vertex 12 X-coordinate {m}
, !- Vertex 12 Y-coordinate {m}
, !- Vertex 12 Z-coordinate {m}
, !- Vertex 13 X-coordinate {m}
, !- Vertex 13 Y-coordinate {m}
, !- Vertex 13 Z-coordinate {m}
, !- Vertex 14 X-coordinate {m}
, !- Vertex 14 Y-coordinate {m}
, !- Vertex 14 Z-coordinate {m}
, !- Vertex 15 X-coordinate {m}
, !- Vertex 15 Y-coordinate {m}
, !- Vertex 15 Z-coordinate {m}
, !- Vertex 16 X-coordinate {m}
, !- Vertex 16 Y-coordinate {m}
, !- Vertex 16 Z-coordinate {m}
, !- Vertex 17 X-coordinate {m}
, !- Vertex 17 Y-coordinate {m}
, !- Vertex 17 Z-coordinate {m}
, !- Vertex 18 X-coordinate {m}
, !- Vertex 18 Y-coordinate {m}
, !- Vertex 18 Z-coordinate {m}
, !- Vertex 19 X-coordinate {m}
, !- Vertex 19 Y-coordinate {m}
, !- Vertex 19 Z-coordinate {m}
, !- Vertex 20 X-coordinate {m}
, !- Vertex 20 Y-coordinate {m}
; !- Vertex 20 Z-coordinate {m}
BuildingSurface:Detailed,
L1S2-AislesWest_Srf_1, !- Name
Wall, !- Surface Type
Wall_Exterior, !- Construction Name
L1S2-AislesWest Thermal Zone, !- Zone Name
Outdoors, !- Outside Boundary Condition
, !- Outside Boundary Condition Object
SunExposed, !- Sun Exposure
WindExposed, !- Wind Exposure
, !- View Factor to Ground
4, !- Number of Vertices
53.005, !- Vertex 1 X-coordinate {m}
50.963, !- Vertex 1 Y-coordinate {m}
4.885, !- Vertex 1 Z-coordinate {m}
53.005, !- Vertex 2 X-coordinate {m}
50.963, !- Vertex 2 Y-coordinate {m}
2.819, !- Vertex 2 Z-coordinate {m}
43.312, !- Vertex 3 X-coordinate {m}
50.963, !- Vertex 3 Y-coordinate {m}
2.819, !- Vertex 3 Z-coordinate {m}
43.312, !- Vertex 4 X-coordinate {m}
50.963, !- Vertex 4 Y-coordinate {m}
3.531, !- Vertex 4 Z-coordinate {m}
, !- Vertex 5 X-coordinate {m}
, !- Vertex 5 Y-coordinate {m}
, !- Vertex 5 Z-coordinate {m}
, !- Vertex 6 X-coordinate {m}
, !- Vertex 6 Y-coordinate {m}
, !- Vertex 6 Z-coordinate {m}
, !- Vertex 7 X-coordinate {m}
, !- Vertex 7 Y-coordinate {m}
, !- Vertex 7 Z-coordinate {m}
, !- Vertex 8 X-coordinate {m}
, !- Vertex 8 Y-coordinate {m}
, !- Vertex 8 Z-coordinate {m}
, !- Vertex 9 X-coordinate {m}
, !- Vertex 9 Y-coordinate {m}
, !- Vertex 9 Z-coordinate {m}
, !- Vertex 10 X-coordinate {m}
, !- Vertex 10 Y-coordinate {m}
, !- Vertex 10 Z-coordinate {m}
, !- Vertex 11 X-coordinate {m}
, !- Vertex 11 Y-coordinate {m}
, !- Vertex 11 Z-coordinate {m}
, !- Vertex 12 X-coordinate {m}
, !- Vertex 12 Y-coordinate {m}
, !- Vertex 12 Z-coordinate {m}
, !- Vertex 13 X-coordinate {m}
, !- Vertex 13 Y-coordinate {m}
, !- Vertex 13 Z-coordinate {m}
, !- Vertex 14 X-coordinate {m}
, !- Vertex 14 Y-coordinate {m}
, !- Vertex 14 Z-coordinate {m}
, !- Vertex 15 X-coordinate {m}
, !- Vertex 15 Y-coordinate {m}
, !- Vertex 15 Z-coordinate {m}
, !- Vertex 16 X-coordinate {m}
, !- Vertex 16 Y-coordinate {m}
, !- Vertex 16 Z-coordinate {m}
, !- Vertex 17 X-coordinate {m}
, !- Vertex 17 Y-coordinate {m}
, !- Vertex 17 Z-coordinate {m}
, !- Vertex 18 X-coordinate {m}
, !- Vertex 18 Y-coordinate {m}
, !- Vertex 18 Z-coordinate {m}
, !- Vertex 19 X-coordinate {m}
, !- Vertex 19 Y-coordinate {m}
, !- Vertex 19 Z-coordinate {m}
, !- Vertex 20 X-coordinate {m}
, !- Vertex 20 Y-coordinate {m}
; !- Vertex 20 Z-coordinate {m}
BuildingSurface:Detailed,
L1S2-AislesWest_Srf_10, !- Name
Wall, !- Surface Type
Hole, !- Construction Name
L1S2-AislesWest Thermal Zone, !- Zone Name
Surface, !- Outside Boundary Condition
L1S2-LoadingBOH_Srf_4, !- Outside Boundary Condition Object
NoSun, !- Sun Exposure
NoWind, !- Wind Exposure
, !- View Factor to Ground
4, !- Number of Vertices
43.312, !- Vertex 1 X-coordinate {m}
50.963, !- Vertex 1 Y-coordinate {m}
3.531, !- Vertex 1 Z-coordinate {m}
43.312, !- Vertex 2 X-coordinate {m}
50.963, !- Vertex 2 Y-coordinate {m}
2.819, !- Vertex 2 Z-coordinate {m}
43.312, !- Vertex 3 X-coordinate {m}
41.575, !- Vertex 3 Y-coordinate {m}
2.819, !- Vertex 3 Z-coordinate {m}
43.312, !- Vertex 4 X-coordinate {m}
41.575, !- Vertex 4 Y-coordinate {m}
3.531, !- Vertex 4 Z-coordinate {m}
, !- Vertex 5 X-coordinate {m}
, !- Vertex 5 Y-coordinate {m}
, !- Vertex 5 Z-coordinate {m}
, !- Vertex 6 X-coordinate {m}
, !- Vertex 6 Y-coordinate {m}
, !- Vertex 6 Z-coordinate {m}
, !- Vertex 7 X-coordinate {m}
, !- Vertex 7 Y-coordinate {m}
, !- Vertex 7 Z-coordinate {m}
, !- Vertex 8 X-coordinate {m}
, !- Vertex 8 Y-coordinate {m}
, !- Vertex 8 Z-coordinate {m}
, !- Vertex 9 X-coordinate {m}
, !- Vertex 9 Y-coordinate {m}
, !- Vertex 9 Z-coordinate {m}
, !- Vertex 10 X-coordinate {m}
, !- Vertex 10 Y-coordinate {m}
, !- Vertex 10 Z-coordinate {m}
, !- Vertex 11 X-coordinate {m}
, !- Vertex 11 Y-coordinate {m}
, !- Vertex 11 Z-coordinate {m}
, !- Vertex 12 X-coordinate {m}
, !- Vertex 12 Y-coordinate {m}
, !- Vertex 12 Z-coordinate {m}
, !- Vertex 13 X-coordinate {m}
, !- Vertex 13 Y-coordinate {m}
, !- Vertex 13 Z-coordinate {m}
, !- Vertex 14 X-coordinate {m}
, !- Vertex 14 Y-coordinate {m}
, !- Vertex 14 Z-coordinate {m}
, !- Vertex 15 X-coordinate {m}
, !- Vertex 15 Y-coordinate {m}
, !- Vertex 15 Z-coordinate {m}
, !- Vertex 16 X-coordinate {m}
, !- Vertex 16 Y-coordinate {m}
, !- Vertex 16 Z-coordinate {m}
, !- Vertex 17 X-coordinate {m}
, !- Vertex 17 Y-coordinate {m}
, !- Vertex 17 Z-coordinate {m}
, !- Vertex 18 X-coordinate {m}
, !- Vertex 18 Y-coordinate {m}
, !- Vertex 18 Z-coordinate {m}
, !- Vertex 19 X-coordinate {m}
, !- Vertex 19 Y-coordinate {m}
, !- Vertex 19 Z-coordinate {m}
, !- Vertex 20 X-coordinate {m}
, !- Vertex 20 Y-coordinate {m}
; !- Vertex 20 Z-coordinate {m}
BuildingSurface:Detailed,
L1S2-AislesWest_Srf_11, !- Name
Wall, !- Surface Type
Wall_Exterior, !- Construction Name
L1S2-AislesWest Thermal Zone, !- Zone Name
Outdoors, !- Outside Boundary Condition
, !- Outside Boundary Condition Object
SunExposed, !- Sun Exposure
WindExposed, !- Wind Exposure
, !- View Factor to Ground
4, !- Number of Vertices
53.005, !- Vertex 1 X-coordinate {m}
28.164, !- Vertex 1 Y-coordinate {m}
4.885, !- Vertex 1 Z-coordinate {m}
53.005, !- Vertex 2 X-coordinate {m}
28.164, !- Vertex 2 Y-coordinate {m}
2.819, !- Vertex 2 Z-coordinate {m}
53.005, !- Vertex 3 X-coordinate {m}
50.963, !- Vertex 3 Y-coordinate {m}
2.819, !- Vertex 3 Z-coordinate {m}
53.005, !- Vertex 4 X-coordinate {m}
50.963, !- Vertex 4 Y-coordinate {m}
4.885, !- Vertex 4 Z-coordinate {m}
, !- Vertex 5 X-coordinate {m}
, !- Vertex 5 Y-coordinate {m}
, !- Vertex 5 Z-coordinate {m}
, !- Vertex 6 X-coordinate {m}
, !- Vertex 6 Y-coordinate {m}
, !- Vertex 6 Z-coordinate {m}
, !- Vertex 7 X-coordinate {m}
, !- Vertex 7 Y-coordinate {m}
, !- Vertex 7 Z-coordinate {m}
, !- Vertex 8 X-coordinate {m}
, !- Vertex 8 Y-coordinate {m}
, !- Vertex 8 Z-coordinate {m}
, !- Vertex 9 X-coordinate {m}
, !- Vertex 9 Y-coordinate {m}
, !- Vertex 9 Z-coordinate {m}
, !- Vertex 10 X-coordinate {m}
, !- Vertex 10 Y-coordinate {m}
, !- Vertex 10 Z-coordinate {m}
, !- Vertex 11 X-coordinate {m}
, !- Vertex 11 Y-coordinate {m}
, !- Vertex 11 Z-coordinate {m}
, !- Vertex 12 X-coordinate {m}
, !- Vertex 12 Y-coordinate {m}
, !- Vertex 12 Z-coordinate {m}
, !- Vertex 13 X-coordinate {m}
, !- Vertex 13 Y-coordinate {m}
, !- Vertex 13 Z-coordinate {m}
, !- Vertex 14 X-coordinate {m}
, !- Vertex 14 Y-coordinate {m}
, !- Vertex 14 Z-coordinate {m}
, !- Vertex 15 X-coordinate {m}
, !- Vertex 15 Y-coordinate {m}
, !- Vertex 15 Z-coordinate {m}
, !- Vertex 16 X-coordinate {m}
, !- Vertex 16 Y-coordinate {m}
, !- Vertex 16 Z-coordinate {m}
, !- Vertex 17 X-coordinate {m}
, !- Vertex 17 Y-coordinate {m}
, !- Vertex 17 Z-coordinate {m}
, !- Vertex 18 X-coordinate {m}
, !- Vertex 18 Y-coordinate {m}
, !- Vertex 18 Z-coordinate {m}
, !- Vertex 19 X-coordinate {m}
, !- Vertex 19 Y-coordinate {m}
, !- Vertex 19 Z-coordinate {m}
, !- Vertex 20 X-coordinate {m}
, !- Vertex 20 Y-coordinate {m}
; !- Vertex 20 Z-coordinate {m}
BuildingSurface:Detailed,
L1S2-AislesWest_Srf_12, !- Name
Roof, !- Surface Type
Roof_BOH, !- Construction Name
L1S2-AislesWest Thermal Zone, !- Zone Name
Outdoors, !- Outside Boundary Condition
, !- Outside Boundary Condition Object
SunExposed, !- Sun Exposure
WindExposed, !- Wind Exposure
, !- View Factor to Ground
10, !- Number of Vertices
53.005, !- Vertex 1 X-coordinate {m}
50.963, !- Vertex 1 Y-coordinate {m}
4.885, !- Vertex 1 Z-coordinate {m}
43.312, !- Vertex 2 X-coordinate {m}
50.963, !- Vertex 2 Y-coordinate {m}
3.531, !- Vertex 2 Z-coordinate {m}
43.312, !- Vertex 3 X-coordinate {m}
41.575, !- Vertex 3 Y-coordinate {m}
3.531, !- Vertex 3 Z-coordinate {m}
44.444, !- Vertex 4 X-coordinate {m}
41.575, !- Vertex 4 Y-coordinate {m}
3.689, !- Vertex 4 Z-coordinate {m}
44.444, !- Vertex 5 X-coordinate {m}
27.219, !- Vertex 5 Y-coordinate {m}
3.689, !- Vertex 5 Z-coordinate {m}
45.966, !- Vertex 6 X-coordinate {m}
27.219, !- Vertex 6 Y-coordinate {m}
3.901, !- Vertex 6 Z-coordinate {m}
45.966, !- Vertex 7 X-coordinate {m}
25.878, !- Vertex 7 Y-coordinate {m}
3.901, !- Vertex 7 Z-coordinate {m}
52.192, !- Vertex 8 X-coordinate {m}
25.878, !- Vertex 8 Y-coordinate {m}
4.771, !- Vertex 8 Z-coordinate {m}
52.182, !- Vertex 9 X-coordinate {m}
28.164, !- Vertex 9 Y-coordinate {m}
4.77, !- Vertex 9 Z-coordinate {m}
53.005, !- Vertex 10 X-coordinate {m}
28.164, !- Vertex 10 Y-coordinate {m}
4.885, !- Vertex 10 Z-coordinate {m}
, !- Vertex 11 X-coordinate {m}
, !- Vertex 11 Y-coordinate {m}
, !- Vertex 11 Z-coordinate {m}
, !- Vertex 12 X-coordinate {m}
, !- Vertex 12 Y-coordinate {m}
, !- Vertex 12 Z-coordinate {m}
, !- Vertex 13 X-coordinate {m}
, !- Vertex 13 Y-coordinate {m}
, !- Vertex 13 Z-coordinate {m}
, !- Vertex 14 X-coordinate {m}
, !- Vertex 14 Y-coordinate {m}
, !- Vertex 14 Z-coordinate {m}
, !- Vertex 15 X-coordinate {m}
, !- Vertex 15 Y-coordinate {m}
, !- Vertex 15 Z-coordinate {m}
, !- Vertex 16 X-coordinate {m}
, !- Vertex 16 Y-coordinate {m}
, !- Vertex 16 Z-coordinate {m}
, !- Vertex 17 X-coordinate {m}
, !- Vertex 17 Y-coordinate {m}
, !- Vertex 17 Z-coordinate {m}
, !- Vertex 18 X-coordinate {m}
, !- Vertex 18 Y-coordinate {m}
, !- Vertex 18 Z-coordinate {m}
, !- Vertex 19 X-coordinate {m}
, !- Vertex 19 Y-coordinate {m}
, !- Vertex 19 Z-coordinate {m}
, !- Vertex 20 X-coordinate {m}
, !- Vertex 20 Y-coordinate {m}
; !- Vertex 20 Z-coordinate {m}
BuildingSurface:Detailed,
L1S2-AislesWest_Srf_2, !- Name
Wall, !- Surface Type
Hole, !- Construction Name
L1S2-AislesWest Thermal Zone, !- Zone Name
Surface, !- Outside Boundary Condition
L1S2-LoadingBOH_Srf_2, !- Outside Boundary Condition Object
NoSun, !- Sun Exposure
NoWind, !- Wind Exposure
, !- View Factor to Ground
4, !- Number of Vertices
43.312, !- Vertex 1 X-coordinate {m}
41.575, !- Vertex 1 Y-coordinate {m}
3.531, !- Vertex 1 Z-coordinate {m}
43.312, !- Vertex 2 X-coordinate {m}
41.575, !- Vertex 2 Y-coordinate {m}
2.819, !- Vertex 2 Z-coordinate {m}
44.444, !- Vertex 3 X-coordinate {m}
41.575, !- Vertex 3 Y-coordinate {m}
2.819, !- Vertex 3 Z-coordinate {m}
44.444, !- Vertex 4 X-coordinate {m}
41.575, !- Vertex 4 Y-coordinate {m}
3.689, !- Vertex 4 Z-coordinate {m}
, !- Vertex 5 X-coordinate {m}
, !- Vertex 5 Y-coordinate {m}
, !- Vertex 5 Z-coordinate {m}
, !- Vertex 6 X-coordinate {m}
, !- Vertex 6 Y-coordinate {m}
, !- Vertex 6 Z-coordinate {m}
, !- Vertex 7 X-coordinate {m}
, !- Vertex 7 Y-coordinate {m}
, !- Vertex 7 Z-coordinate {m}
, !- Vertex 8 X-coordinate {m}
, !- Vertex 8 Y-coordinate {m}
, !- Vertex 8 Z-coordinate {m}
, !- Vertex 9 X-coordinate {m}
, !- Vertex 9 Y-coordinate {m}
, !- Vertex 9 Z-coordinate {m}
, !- Vertex 10 X-coordinate {m}
, !- Vertex 10 Y-coordinate {m}
, !- Vertex 10 Z-coordinate {m}
, !- Vertex 11 X-coordinate {m}
, !- Vertex 11 Y-coordinate {m}
, !- Vertex 11 Z-coordinate {m}
, !- Vertex 12 X-coordinate {m}
, !- Vertex 12 Y-coordinate {m}
, !- Vertex 12 Z-coordinate {m}
, !- Vertex 13 X-coordinate {m}
, !- Vertex 13 Y-coordinate {m}
, !- Vertex 13 Z-coordinate {m}
, !- Vertex 14 X-coordinate {m}
, !- Vertex 14 Y-coordinate {m}
, !- Vertex 14 Z-coordinate {m}
, !- Vertex 15 X-coordinate {m}
, !- Vertex 15 Y-coordinate {m}
, !- Vertex 15 Z-coordinate {m}
, !- Vertex 16 X-coordinate {m}
, !- Vertex 16 Y-coordinate {m}
, !- Vertex 16 Z-coordinate {m}
, !- Vertex 17 X-coordinate {m}
, !- Vertex 17 Y-coordinate {m}
, !- Vertex 17 Z-coordinate {m}
, !- Vertex 18 X-coordinate {m}
, !- Vertex 18 Y-coordinate {m}
, !- Vertex 18 Z-coordinate {m}
, !- Vertex 19 X-coordinate {m}
, !- Vertex 19 Y-coordinate {m}
, !- Vertex 19 Z-coordinate {m}
, !- Vertex 20 X-coordinate {m}
, !- Vertex 20 Y-coordinate {m}
; !- Vertex 20 Z-coordinate {m}
BuildingSurface:Detailed,
L1S2-AislesWest_Srf_3, !- Name
Wall, !- Surface Type
Hole, !- Construction Name
L1S2-AislesWest Thermal Zone, !- Zone Name
Surface, !- Outside Boundary Condition
L1S2-Shaft_Srf_2, !- Outside Boundary Condition Object
NoSun, !- Sun Exposure
NoWind, !- Wind Exposure
, !- View Factor to Ground
4, !- Number of Vertices
44.444, !- Vertex 1 X-coordinate {m}
27.219, !- Vertex 1 Y-coordinate {m}
3.689, !- Vertex 1 Z-coordinate {m}
44.444, !- Vertex 2 X-coordinate {m}
27.219, !- Vertex 2 Y-coordinate {m}
2.819, !- Vertex 2 Z-coordinate {m}
45.966, !- Vertex 3 X-coordinate {m}
27.219, !- Vertex 3 Y-coordinate {m}
2.819, !- Vertex 3 Z-coordinate {m}
45.966, !- Vertex 4 X-coordinate {m}
27.219, !- Vertex 4 Y-coordinate {m}
3.901, !- Vertex 4 Z-coordinate {m}
, !- Vertex 5 X-coordinate {m}
, !- Vertex 5 Y-coordinate {m}
, !- Vertex 5 Z-coordinate {m}
, !- Vertex 6 X-coordinate {m}
, !- Vertex 6 Y-coordinate {m}
, !- Vertex 6 Z-coordinate {m}
, !- Vertex 7 X-coordinate {m}
, !- Vertex 7 Y-coordinate {m}
, !- Vertex 7 Z-coordinate {m}
, !- Vertex 8 X-coordinate {m}
, !- Vertex 8 Y-coordinate {m}
, !- Vertex 8 Z-coordinate {m}
, !- Vertex 9 X-coordinate {m}
, !- Vertex 9 Y-coordinate {m}
, !- Vertex 9 Z-coordinate {m}
, !- Vertex 10 X-coordinate {m}
, !- Vertex 10 Y-coordinate {m}
, !- Vertex 10 Z-coordinate {m}
, !- Vertex 11 X-coordinate {m}
, !- Vertex 11 Y-coordinate {m}
, !- Vertex 11 Z-coordinate {m}
, !- Vertex 12 X-coordinate {m}
, !- Vertex 12 Y-coordinate {m}
, !- Vertex 12 Z-coordinate {m}
, !- Vertex 13 X-coordinate {m}
, !- Vertex 13 Y-coordinate {m}
, !- Vertex 13 Z-coordinate {m}
, !- Vertex 14 X-coordinate {m}
, !- Vertex 14 Y-coordinate {m}
, !- Vertex 14 Z-coordinate {m}
, !- Vertex 15 X-coordinate {m}
, !- Vertex 15 Y-coordinate {m}
, !- Vertex 15 Z-coordinate {m}
, !- Vertex 16 X-coordinate {m}
, !- Vertex 16 Y-coordinate {m}
, !- Vertex 16 Z-coordinate {m}
, !- Vertex 17 X-coordinate {m}
, !- Vertex 17 Y-coordinate {m}
, !- Vertex 17 Z-coordinate {m}
, !- Vertex 18 X-coordinate {m}
, !- Vertex 18 Y-coordinate {m}
, !- Vertex 18 Z-coordinate {m}
, !- Vertex 19 X-coordinate {m}
, !- Vertex 19 Y-coordinate {m}
, !- Vertex 19 Z-coordinate {m}
, !- Vertex 20 X-coordinate {m}
, !- Vertex 20 Y-coordinate {m}
; !- Vertex 20 Z-coordinate {m}
BuildingSurface:Detailed,
L1S2-AislesWest_Srf_4, !- Name
Wall, !- Surface Type
Hole, !- Construction Name
L1S2-AislesWest Thermal Zone, !- Zone Name
Surface, !- Outside Boundary Condition
L1S2-Checkout_Srf_5, !- Outside Boundary Condition Object
NoSun, !- Sun Exposure
NoWind, !- Wind Exposure
, !- View Factor to Ground
4, !- Number of Vertices
52.182, !- Vertex 1 X-coordinate {m}
28.164, !- Vertex 1 Y-coordinate {m}
4.77, !- Vertex 1 Z-coordinate {m}
52.182, !- Vertex 2 X-coordinate {m}
28.164, !- Vertex 2 Y-coordinate {m}
2.819, !- Vertex 2 Z-coordinate {m}
53.005, !- Vertex 3 X-coordinate {m}
28.164, !- Vertex 3 Y-coordinate {m}
2.819, !- Vertex 3 Z-coordinate {m}
53.005, !- Vertex 4 X-coordinate {m}
28.164, !- Vertex 4 Y-coordinate {m}
4.885, !- Vertex 4 Z-coordinate {m}
, !- Vertex 5 X-coordinate {m}
, !- Vertex 5 Y-coordinate {m}
, !- Vertex 5 Z-coordinate {m}
, !- Vertex 6 X-coordinate {m}
, !- Vertex 6 Y-coordinate {m}
, !- Vertex 6 Z-coordinate {m}
, !- Vertex 7 X-coordinate {m}
, !- Vertex 7 Y-coordinate {m}
, !- Vertex 7 Z-coordinate {m}
, !- Vertex 8 X-coordinate {m}
, !- Vertex 8 Y-coordinate {m}
, !- Vertex 8 Z-coordinate {m}
, !- Vertex 9 X-coordinate {m}
, !- Vertex 9 Y-coordinate {m}
, !- Vertex 9 Z-coordinate {m}
, !- Vertex 10 X-coordinate {m}
, !- Vertex 10 Y-coordinate {m}
, !- Vertex 10 Z-coordinate {m}
, !- Vertex 11 X-coordinate {m}
, !- Vertex 11 Y-coordinate {m}
, !- Vertex 11 Z-coordinate {m}
, !- Vertex 12 X-coordinate {m}
, !- Vertex 12 Y-coordinate {m}
, !- Vertex 12 Z-coordinate {m}
, !- Vertex 13 X-coordinate {m}
, !- Vertex 13 Y-coordinate {m}
, !- Vertex 13 Z-coordinate {m}
, !- Vertex 14 X-coordinate {m}
, !- Vertex 14 Y-coordinate {m}
, !- Vertex 14 Z-coordinate {m}
, !- Vertex 15 X-coordinate {m}
, !- Vertex 15 Y-coordinate {m}
, !- Vertex 15 Z-coordinate {m}
, !- Vertex 16 X-coordinate {m}
, !- Vertex 16 Y-coordinate {m}
, !- Vertex 16 Z-coordinate {m}
, !- Vertex 17 X-coordinate {m}
, !- Vertex 17 Y-coordinate {m}
, !- Vertex 17 Z-coordinate {m}
, !- Vertex 18 X-coordinate {m}
, !- Vertex 18 Y-coordinate {m}
, !- Vertex 18 Z-coordinate {m}
, !- Vertex 19 X-coordinate {m}
, !- Vertex 19 Y-coordinate {m}
, !- Vertex 19 Z-coordinate {m}
, !- Vertex 20 X-coordinate {m}
, !- Vertex 20 Y-coordinate {m}
; !- Vertex 20 Z-coordinate {m}
BuildingSurface:Detailed,
L1S2-AislesWest_Srf_5, !- Name
Wall, !- Surface Type
Hole, !- Construction Name
L1S2-AislesWest Thermal Zone, !- Zone Name
Surface, !- Outside Boundary Condition
L1S2-Checkout_Srf_6, !- Outside Boundary Condition Object
NoSun, !- Sun Exposure
NoWind, !- Wind Exposure
, !- View Factor to Ground
4, !- Number of Vertices
52.182, !- Vertex 1 X-coordinate {m}
26.949, !- Vertex 1 Y-coordinate {m}
4.77, !- Vertex 1 Z-coordinate {m}
52.182, !- Vertex 2 X-coordinate {m}
26.949, !- Vertex 2 Y-coordinate {m}
2.819, !- Vertex 2 Z-coordinate {m}
52.182, !- Vertex 3 X-coordinate {m}
28.164, !- Vertex 3 Y-coordinate {m}
2.819, !- Vertex 3 Z-coordinate {m}
52.182, !- Vertex 4 X-coordinate {m}
28.164, !- Vertex 4 Y-coordinate {m}
4.77, !- Vertex 4 Z-coordinate {m}
, !- Vertex 5 X-coordinate {m}
, !- Vertex 5 Y-coordinate {m}
, !- Vertex 5 Z-coordinate {m}
, !- Vertex 6 X-coordinate {m}
, !- Vertex 6 Y-coordinate {m}
, !- Vertex 6 Z-coordinate {m}
, !- Vertex 7 X-coordinate {m}
, !- Vertex 7 Y-coordinate {m}
, !- Vertex 7 Z-coordinate {m}
, !- Vertex 8 X-coordinate {m}
, !- Vertex 8 Y-coordinate {m}
, !- Vertex 8 Z-coordinate {m}
, !- Vertex 9 X-coordinate {m}
, !- Vertex 9 Y-coordinate {m}
, !- Vertex 9 Z-coordinate {m}
, !- Vertex 10 X-coordinate {m}
, !- Vertex 10 Y-coordinate {m}
, !- Vertex 10 Z-coordinate {m}
, !- Vertex 11 X-coordinate {m}
, !- Vertex 11 Y-coordinate {m}
, !- Vertex 11 Z-coordinate {m}
, !- Vertex 12 X-coordinate {m}
, !- Vertex 12 Y-coordinate {m}
, !- Vertex 12 Z-coordinate {m}
, !- Vertex 13 X-coordinate {m}
, !- Vertex 13 Y-coordinate {m}
, !- Vertex 13 Z-coordinate {m}
, !- Vertex 14 X-coordinate {m}
, !- Vertex 14 Y-coordinate {m}
, !- Vertex 14 Z-coordinate {m}
, !- Vertex 15 X-coordinate {m}
, !- Vertex 15 Y-coordinate {m}
, !- Vertex 15 Z-coordinate {m}
, !- Vertex 16 X-coordinate {m}
, !- Vertex 16 Y-coordinate {m}
, !- Vertex 16 Z-coordinate {m}
, !- Vertex 17 X-coordinate {m}
, !- Vertex 17 Y-coordinate {m}
, !- Vertex 17 Z-coordinate {m}
, !- Vertex 18 X-coordinate {m}
, !- Vertex 18 Y-coordinate {m}
, !- Vertex 18 Z-coordinate {m}
, !- Vertex 19 X-coordinate {m}
, !- Vertex 19 Y-coordinate {m}
, !- Vertex 19 Z-coordinate {m}
, !- Vertex 20 X-coordinate {m}
, !- Vertex 20 Y-coordinate {m}
; !- Vertex 20 Z-coordinate {m}
BuildingSurface:Detailed,
L1S2-AislesWest_Srf_6, !- Name
Wall, !- Surface Type
Hole, !- Construction Name
L1S2-AislesWest Thermal Zone, !- Zone Name
Surface, !- Outside Boundary Condition
L1S2-Shaft_Srf_1, !- Outside Boundary Condition Object
NoSun, !- Sun Exposure
NoWind, !- Wind Exposure
, !- View Factor to Ground
4, !- Number of Vertices
45.966, !- Vertex 1 X-coordinate {m}
27.219, !- Vertex 1 Y-coordinate {m}
3.901, !- Vertex 1 Z-coordinate {m}
45.966, !- Vertex 2 X-coordinate {m}
27.219, !- Vertex 2 Y-coordinate {m}
2.819, !- Vertex 2 Z-coordinate {m}
45.966, !- Vertex 3 X-coordinate {m}
25.878, !- Vertex 3 Y-coordinate {m}
2.819, !- Vertex 3 Z-coordinate {m}
45.966, !- Vertex 4 X-coordinate {m}
25.878, !- Vertex 4 Y-coordinate {m}
3.901, !- Vertex 4 Z-coordinate {m}
, !- Vertex 5 X-coordinate {m}
, !- Vertex 5 Y-coordinate {m}
, !- Vertex 5 Z-coordinate {m}
, !- Vertex 6 X-coordinate {m}
, !- Vertex 6 Y-coordinate {m}
, !- Vertex 6 Z-coordinate {m}
, !- Vertex 7 X-coordinate {m}
, !- Vertex 7 Y-coordinate {m}
, !- Vertex 7 Z-coordinate {m}
, !- Vertex 8 X-coordinate {m}
, !- Vertex 8 Y-coordinate {m}
, !- Vertex 8 Z-coordinate {m}
, !- Vertex 9 X-coordinate {m}
, !- Vertex 9 Y-coordinate {m}
, !- Vertex 9 Z-coordinate {m}
, !- Vertex 10 X-coordinate {m}
, !- Vertex 10 Y-coordinate {m}
, !- Vertex 10 Z-coordinate {m}
, !- Vertex 11 X-coordinate {m}
, !- Vertex 11 Y-coordinate {m}
, !- Vertex 11 Z-coordinate {m}
, !- Vertex 12 X-coordinate {m}
, !- Vertex 12 Y-coordinate {m}
, !- Vertex 12 Z-coordinate {m}
, !- Vertex 13 X-coordinate {m}
, !- Vertex 13 Y-coordinate {m}
, !- Vertex 13 Z-coordinate {m}
, !- Vertex 14 X-coordinate {m}
, !- Vertex 14 Y-coordinate {m}
, !- Vertex 14 Z-coordinate {m}
, !- Vertex 15 X-coordinate {m}
, !- Vertex 15 Y-coordinate {m}
, !- Vertex 15 Z-coordinate {m}
, !- Vertex 16 X-coordinate {m}
, !- Vertex 16 Y-coordinate {m}
, !- Vertex 16 Z-coordinate {m}
, !- Vertex 17 X-coordinate {m}
, !- Vertex 17 Y-coordinate {m}
, !- Vertex 17 Z-coordinate {m}
, !- Vertex 18 X-coordinate {m}
, !- Vertex 18 Y-coordinate {m}
, !- Vertex 18 Z-coordinate {m}
, !- Vertex 19 X-coordinate {m}
, !- Vertex 19 Y-coordinate {m}
, !- Vertex 19 Z-coordinate {m}
, !- Vertex 20 X-coordinate {m}
, !- Vertex 20 Y-coordinate {m}
; !- Vertex 20 Z-coordinate {m}
BuildingSurface:Detailed,
L1S2-AislesWest_Srf_7, !- Name
Wall, !- Surface Type
Wall_Exterior, !- Construction Name
L1S2-AislesWest Thermal Zone, !- Zone Name
Outdoors, !- Outside Boundary Condition
, !- Outside Boundary Condition Object
SunExposed, !- Sun Exposure
WindExposed, !- Wind Exposure
, !- View Factor to Ground
4, !- Number of Vertices
45.966, !- Vertex 1 X-coordinate {m}
25.878, !- Vertex 1 Y-coordinate {m}
3.901, !- Vertex 1 Z-coordinate {m}
45.966, !- Vertex 2 X-coordinate {m}
25.878, !- Vertex 2 Y-coordinate {m}
2.819, !- Vertex 2 Z-coordinate {m}
52.192, !- Vertex 3 X-coordinate {m}
25.878, !- Vertex 3 Y-coordinate {m}
2.819, !- Vertex 3 Z-coordinate {m}
52.192, !- Vertex 4 X-coordinate {m}
25.878, !- Vertex 4 Y-coordinate {m}
4.771, !- Vertex 4 Z-coordinate {m}
, !- Vertex 5 X-coordinate {m}
, !- Vertex 5 Y-coordinate {m}
, !- Vertex 5 Z-coordinate {m}
, !- Vertex 6 X-coordinate {m}
, !- Vertex 6 Y-coordinate {m}
, !- Vertex 6 Z-coordinate {m}
, !- Vertex 7 X-coordinate {m}
, !- Vertex 7 Y-coordinate {m}
, !- Vertex 7 Z-coordinate {m}
, !- Vertex 8 X-coordinate {m}
, !- Vertex 8 Y-coordinate {m}
, !- Vertex 8 Z-coordinate {m}
, !- Vertex 9 X-coordinate {m}
, !- Vertex 9 Y-coordinate {m}
, !- Vertex 9 Z-coordinate {m}
, !- Vertex 10 X-coordinate {m}
, !- Vertex 10 Y-coordinate {m}
, !- Vertex 10 Z-coordinate {m}
, !- Vertex 11 X-coordinate {m}
, !- Vertex 11 Y-coordinate {m}
, !- Vertex 11 Z-coordinate {m}
, !- Vertex 12 X-coordinate {m}
, !- Vertex 12 Y-coordinate {m}
, !- Vertex 12 Z-coordinate {m}
, !- Vertex 13 X-coordinate {m}
, !- Vertex 13 Y-coordinate {m}
, !- Vertex 13 Z-coordinate {m}
, !- Vertex 14 X-coordinate {m}
, !- Vertex 14 Y-coordinate {m}
, !- Vertex 14 Z-coordinate {m}
, !- Vertex 15 X-coordinate {m}
, !- Vertex 15 Y-coordinate {m}
, !- Vertex 15 Z-coordinate {m}
, !- Vertex 16 X-coordinate {m}
, !- Vertex 16 Y-coordinate {m}
, !- Vertex 16 Z-coordinate {m}
, !- Vertex 17 X-coordinate {m}
, !- Vertex 17 Y-coordinate {m}
, !- Vertex 17 Z-coordinate {m}
, !- Vertex 18 X-coordinate {m}
, !- Vertex 18 Y-coordinate {m}
, !- Vertex 18 Z-coordinate {m}
, !- Vertex 19 X-coordinate {m}
, !- Vertex 19 Y-coordinate {m}
, !- Vertex 19 Z-coordinate {m}
, !- Vertex 20 X-coordinate {m}
, !- Vertex 20 Y-coordinate {m}
; !- Vertex 20 Z-coordinate {m}
BuildingSurface:Detailed,
L1S2-AislesWest_Srf_8, !- Name
Wall, !- Surface Type
Hole, !- Construction Name
L1S2-AislesWest Thermal Zone, !- Zone Name
Surface, !- Outside Boundary Condition
L1S2-Checkout_Srf_7, !- Outside Boundary Condition Object
NoSun, !- Sun Exposure
NoWind, !- Wind Exposure
, !- View Factor to Ground
4, !- Number of Vertices
52.192, !- Vertex 1 X-coordinate {m}
25.878, !- Vertex 1 Y-coordinate {m}
4.771, !- Vertex 1 Z-coordinate {m}
52.192, !- Vertex 2 X-coordinate {m}
25.878, !- Vertex 2 Y-coordinate {m}
2.819, !- Vertex 2 Z-coordinate {m}
52.182, !- Vertex 3 X-coordinate {m}
26.949, !- Vertex 3 Y-coordinate {m}
2.819, !- Vertex 3 Z-coordinate {m}
52.182, !- Vertex 4 X-coordinate {m}
26.949, !- Vertex 4 Y-coordinate {m}
4.77, !- Vertex 4 Z-coordinate {m}
, !- Vertex 5 X-coordinate {m}
, !- Vertex 5 Y-coordinate {m}
, !- Vertex 5 Z-coordinate {m}
, !- Vertex 6 X-coordinate {m}
, !- Vertex 6 Y-coordinate {m}
, !- Vertex 6 Z-coordinate {m}
, !- Vertex 7 X-coordinate {m}
, !- Vertex 7 Y-coordinate {m}
, !- Vertex 7 Z-coordinate {m}
, !- Vertex 8 X-coordinate {m}
, !- Vertex 8 Y-coordinate {m}
, !- Vertex 8 Z-coordinate {m}
, !- Vertex 9 X-coordinate {m}
, !- Vertex 9 Y-coordinate {m}
, !- Vertex 9 Z-coordinate {m}
, !- Vertex 10 X-coordinate {m}
, !- Vertex 10 Y-coordinate {m}
, !- Vertex 10 Z-coordinate {m}
, !- Vertex 11 X-coordinate {m}
, !- Vertex 11 Y-coordinate {m}
, !- Vertex 11 Z-coordinate {m}
, !- Vertex 12 X-coordinate {m}
, !- Vertex 12 Y-coordinate {m}
, !- Vertex 12 Z-coordinate {m}
, !- Vertex 13 X-coordinate {m}
, !- Vertex 13 Y-coordinate {m}
, !- Vertex 13 Z-coordinate {m}
, !- Vertex 14 X-coordinate {m}
, !- Vertex 14 Y-coordinate {m}
, !- Vertex 14 Z-coordinate {m}
, !- Vertex 15 X-coordinate {m}
, !- Vertex 15 Y-coordinate {m}
, !- Vertex 15 Z-coordinate {m}
, !- Vertex 16 X-coordinate {m}
, !- Vertex 16 Y-coordinate {m}
, !- Vertex 16 Z-coordinate {m}
, !- Vertex 17 X-coordinate {m}
, !- Vertex 17 Y-coordinate {m}
, !- Vertex 17 Z-coordinate {m}
, !- Vertex 18 X-coordinate {m}
, !- Vertex 18 Y-coordinate {m}
, !- Vertex 18 Z-coordinate {m}
, !- Vertex 19 X-coordinate {m}
, !- Vertex 19 Y-coordinate {m}
, !- Vertex 19 Z-coordinate {m}
, !- Vertex 20 X-coordinate {m}
, !- Vertex 20 Y-coordinate {m}
; !- Vertex 20 Z-coordinate {m}
BuildingSurface:Detailed,
L1S2-AislesWest_Srf_9, !- Name
Wall, !- Surface Type
Wall_Exterior, !- Construction Name
L1S2-AislesWest Thermal Zone, !- Zone Name
Outdoors, !- Outside Boundary Condition
, !- Outside Boundary Condition Object
SunExposed, !- Sun Exposure
WindExposed, !- Wind Exposure
, !- View Factor to Ground
4, !- Number of Vertices
44.444, !- Vertex 1 X-coordinate {m}
41.575, !- Vertex 1 Y-coordinate {m}
3.689, !- Vertex 1 Z-coordinate {m}
44.444, !- Vertex 2 X-coordinate {m}
41.575, !- Vertex 2 Y-coordinate {m}
2.819, !- Vertex 2 Z-coordinate {m}
44.444, !- Vertex 3 X-coordinate {m}
27.219, !- Vertex 3 Y-coordinate {m}
2.819, !- Vertex 3 Z-coordinate {m}
44.444, !- Vertex 4 X-coordinate {m}
27.219, !- Vertex 4 Y-coordinate {m}
3.689, !- Vertex 4 Z-coordinate {m}
, !- Vertex 5 X-coordinate {m}
, !- Vertex 5 Y-coordinate {m}
, !- Vertex 5 Z-coordinate {m}
, !- Vertex 6 X-coordinate {m}
, !- Vertex 6 Y-coordinate {m}
, !- Vertex 6 Z-coordinate {m}
, !- Vertex 7 X-coordinate {m}
, !- Vertex 7 Y-coordinate {m}
, !- Vertex 7 Z-coordinate {m}
, !- Vertex 8 X-coordinate {m}
, !- Vertex 8 Y-coordinate {m}
, !- Vertex 8 Z-coordinate {m}
, !- Vertex 9 X-coordinate {m}
, !- Vertex 9 Y-coordinate {m}
, !- Vertex 9 Z-coordinate {m}
, !- Vertex 10 X-coordinate {m}
, !- Vertex 10 Y-coordinate {m}
, !- Vertex 10 Z-coordinate {m}
, !- Vertex 11 X-coordinate {m}
, !- Vertex 11 Y-coordinate {m}
, !- Vertex 11 Z-coordinate {m}
, !- Vertex 12 X-coordinate {m}
, !- Vertex 12 Y-coordinate {m}
, !- Vertex 12 Z-coordinate {m}
, !- Vertex 13 X-coordinate {m}
, !- Vertex 13 Y-coordinate {m}
, !- Vertex 13 Z-coordinate {m}
, !- Vertex 14 X-coordinate {m}
, !- Vertex 14 Y-coordinate {m}
, !- Vertex 14 Z-coordinate {m}
, !- Vertex 15 X-coordinate {m}
, !- Vertex 15 Y-coordinate {m}
, !- Vertex 15 Z-coordinate {m}
, !- Vertex 16 X-coordinate {m}
, !- Vertex 16 Y-coordinate {m}
, !- Vertex 16 Z-coordinate {m}
, !- Vertex 17 X-coordinate {m}
, !- Vertex 17 Y-coordinate {m}
, !- Vertex 17 Z-coordinate {m}
, !- Vertex 18 X-coordinate {m}
, !- Vertex 18 Y-coordinate {m}
, !- Vertex 18 Z-coordinate {m}
, !- Vertex 19 X-coordinate {m}
, !- Vertex 19 Y-coordinate {m}
, !- Vertex 19 Z-coordinate {m}
, !- Vertex 20 X-coordinate {m}
, !- Vertex 20 Y-coordinate {m}
; !- Vertex 20 Z-coordinate {m}
BuildingSurface:Detailed,
L1S2-Bakery_Srf_0, !- Name
Wall, !- Surface Type
Wall_Exterior, !- Construction Name
L1S2-Bakery Thermal Zone,!- Zone Name
Outdoors, !- Outside Boundary Condition
, !- Outside Boundary Condition Object
SunExposed, !- Sun Exposure
WindExposed, !- Wind Exposure
, !- View Factor to Ground
3, !- Number of Vertices
71.841, !- Vertex 1 X-coordinate {m}
25.878, !- Vertex 1 Y-coordinate {m}
3.914, !- Vertex 1 Z-coordinate {m}
71.841, !- Vertex 2 X-coordinate {m}
25.878, !- Vertex 2 Y-coordinate {m}
2.819, !- Vertex 2 Z-coordinate {m}
79.675, !- Vertex 3 X-coordinate {m}
25.878, !- Vertex 3 Y-coordinate {m}
2.819, !- Vertex 3 Z-coordinate {m}
, !- Vertex 4 X-coordinate {m}
, !- Vertex 4 Y-coordinate {m}
, !- Vertex 4 Z-coordinate {m}
, !- Vertex 5 X-coordinate {m}
, !- Vertex 5 Y-coordinate {m}
, !- Vertex 5 Z-coordinate {m}
, !- Vertex 6 X-coordinate {m}
, !- Vertex 6 Y-coordinate {m}
, !- Vertex 6 Z-coordinate {m}
, !- Vertex 7 X-coordinate {m}
, !- Vertex 7 Y-coordinate {m}
, !- Vertex 7 Z-coordinate {m}
, !- Vertex 8 X-coordinate {m}
, !- Vertex 8 Y-coordinate {m}
, !- Vertex 8 Z-coordinate {m}
, !- Vertex 9 X-coordinate {m}
, !- Vertex 9 Y-coordinate {m}
, !- Vertex 9 Z-coordinate {m}
, !- Vertex 10 X-coordinate {m}
, !- Vertex 10 Y-coordinate {m}
, !- Vertex 10 Z-coordinate {m}
, !- Vertex 11 X-coordinate {m}
, !- Vertex 11 Y-coordinate {m}
, !- Vertex 11 Z-coordinate {m}
, !- Vertex 12 X-coordinate {m}
, !- Vertex 12 Y-coordinate {m}
, !- Vertex 12 Z-coordinate {m}
, !- Vertex 13 X-coordinate {m}
, !- Vertex 13 Y-coordinate {m}
, !- Vertex 13 Z-coordinate {m}
, !- Vertex 14 X-coordinate {m}
, !- Vertex 14 Y-coordinate {m}
, !- Vertex 14 Z-coordinate {m}
, !- Vertex 15 X-coordinate {m}
, !- Vertex 15 Y-coordinate {m}
, !- Vertex 15 Z-coordinate {m}
, !- Vertex 16 X-coordinate {m}
, !- Vertex 16 Y-coordinate {m}
, !- Vertex 16 Z-coordinate {m}
, !- Vertex 17 X-coordinate {m}
, !- Vertex 17 Y-coordinate {m}
, !- Vertex 17 Z-coordinate {m}
, !- Vertex 18 X-coordinate {m}
, !- Vertex 18 Y-coordinate {m}
, !- Vertex 18 Z-coordinate {m}
, !- Vertex 19 X-coordinate {m}
, !- Vertex 19 Y-coordinate {m}
, !- Vertex 19 Z-coordinate {m}
, !- Vertex 20 X-coordinate {m}
, !- Vertex 20 Y-coordinate {m}
; !- Vertex 20 Z-coordinate {m}
BuildingSurface:Detailed,
L1S2-Bakery_Srf_1, !- Name
Wall, !- Surface Type
Hole, !- Construction Name
L1S2-Bakery Thermal Zone,!- Zone Name
Surface, !- Outside Boundary Condition
L1S2-ReachInPrepared_Srf_0, !- Outside Boundary Condition Object
NoSun, !- Sun Exposure
NoWind, !- Wind Exposure
, !- View Factor to Ground
3, !- Number of Vertices
79.675, !- Vertex 1 X-coordinate {m}
29.209, !- Vertex 1 Y-coordinate {m}
2.819, !- Vertex 1 Z-coordinate {m}
77.337, !- Vertex 2 X-coordinate {m}
29.209, !- Vertex 2 Y-coordinate {m}
2.819, !- Vertex 2 Z-coordinate {m}
77.337, !- Vertex 3 X-coordinate {m}
29.209, !- Vertex 3 Y-coordinate {m}
3.146, !- Vertex 3 Z-coordinate {m}
, !- Vertex 4 X-coordinate {m}
, !- Vertex 4 Y-coordinate {m}
, !- Vertex 4 Z-coordinate {m}
, !- Vertex 5 X-coordinate {m}
, !- Vertex 5 Y-coordinate {m}
, !- Vertex 5 Z-coordinate {m}
, !- Vertex 6 X-coordinate {m}
, !- Vertex 6 Y-coordinate {m}
, !- Vertex 6 Z-coordinate {m}
, !- Vertex 7 X-coordinate {m}
, !- Vertex 7 Y-coordinate {m}
, !- Vertex 7 Z-coordinate {m}
, !- Vertex 8 X-coordinate {m}
, !- Vertex 8 Y-coordinate {m}
, !- Vertex 8 Z-coordinate {m}
, !- Vertex 9 X-coordinate {m}
, !- Vertex 9 Y-coordinate {m}
, !- Vertex 9 Z-coordinate {m}
, !- Vertex 10 X-coordinate {m}
, !- Vertex 10 Y-coordinate {m}
, !- Vertex 10 Z-coordinate {m}
, !- Vertex 11 X-coordinate {m}
, !- Vertex 11 Y-coordinate {m}
, !- Vertex 11 Z-coordinate {m}
, !- Vertex 12 X-coordinate {m}
, !- Vertex 12 Y-coordinate {m}
, !- Vertex 12 Z-coordinate {m}
, !- Vertex 13 X-coordinate {m}
, !- Vertex 13 Y-coordinate {m}
, !- Vertex 13 Z-coordinate {m}
, !- Vertex 14 X-coordinate {m}
, !- Vertex 14 Y-coordinate {m}
, !- Vertex 14 Z-coordinate {m}
, !- Vertex 15 X-coordinate {m}
, !- Vertex 15 Y-coordinate {m}
, !- Vertex 15 Z-coordinate {m}
, !- Vertex 16 X-coordinate {m}
, !- Vertex 16 Y-coordinate {m}
, !- Vertex 16 Z-coordinate {m}
, !- Vertex 17 X-coordinate {m}
, !- Vertex 17 Y-coordinate {m}
, !- Vertex 17 Z-coordinate {m}
, !- Vertex 18 X-coordinate {m}
, !- Vertex 18 Y-coordinate {m}
, !- Vertex 18 Z-coordinate {m}
, !- Vertex 19 X-coordinate {m}
, !- Vertex 19 Y-coordinate {m}
, !- Vertex 19 Z-coordinate {m}
, !- Vertex 20 X-coordinate {m}
, !- Vertex 20 Y-coordinate {m}
; !- Vertex 20 Z-coordinate {m}
BuildingSurface:Detailed,
L1S2-Bakery_Srf_2, !- Name
Wall, !- Surface Type
Wall_Exterior, !- Construction Name
L1S2-Bakery Thermal Zone,!- Zone Name
Outdoors, !- Outside Boundary Condition
, !- Outside Boundary Condition Object
SunExposed, !- Sun Exposure
WindExposed, !- Wind Exposure
, !- View Factor to Ground
4, !- Number of Vertices
77.337, !- Vertex 1 X-coordinate {m}
31.364, !- Vertex 1 Y-coordinate {m}
3.146, !- Vertex 1 Z-coordinate {m}
77.337, !- Vertex 2 X-coordinate {m}
31.364, !- Vertex 2 Y-coordinate {m}
2.819, !- Vertex 2 Z-coordinate {m}
70.439, !- Vertex 3 X-coordinate {m}
31.364, !- Vertex 3 Y-coordinate {m}
2.819, !- Vertex 3 Z-coordinate {m}
70.439, !- Vertex 4 X-coordinate {m}
31.364, !- Vertex 4 Y-coordinate {m}
4.11, !- Vertex 4 Z-coordinate {m}
, !- Vertex 5 X-coordinate {m}
, !- Vertex 5 Y-coordinate {m}
, !- Vertex 5 Z-coordinate {m}
, !- Vertex 6 X-coordinate {m}
, !- Vertex 6 Y-coordinate {m}
, !- Vertex 6 Z-coordinate {m}
, !- Vertex 7 X-coordinate {m}
, !- Vertex 7 Y-coordinate {m}
, !- Vertex 7 Z-coordinate {m}
, !- Vertex 8 X-coordinate {m}
, !- Vertex 8 Y-coordinate {m}
, !- Vertex 8 Z-coordinate {m}
, !- Vertex 9 X-coordinate {m}
, !- Vertex 9 Y-coordinate {m}
, !- Vertex 9 Z-coordinate {m}
, !- Vertex 10 X-coordinate {m}
, !- Vertex 10 Y-coordinate {m}
, !- Vertex 10 Z-coordinate {m}
, !- Vertex 11 X-coordinate {m}
, !- Vertex 11 Y-coordinate {m}
, !- Vertex 11 Z-coordinate {m}
, !- Vertex 12 X-coordinate {m}
, !- Vertex 12 Y-coordinate {m}
, !- Vertex 12 Z-coordinate {m}
, !- Vertex 13 X-coordinate {m}
, !- Vertex 13 Y-coordinate {m}
, !- Vertex 13 Z-coordinate {m}
, !- Vertex 14 X-coordinate {m}
, !- Vertex 14 Y-coordinate {m}
, !- Vertex 14 Z-coordinate {m}
, !- Vertex 15 X-coordinate {m}
, !- Vertex 15 Y-coordinate {m}
, !- Vertex 15 Z-coordinate {m}
, !- Vertex 16 X-coordinate {m}
, !- Vertex 16 Y-coordinate {m}
, !- Vertex 16 Z-coordinate {m}
, !- Vertex 17 X-coordinate {m}
, !- Vertex 17 Y-coordinate {m}
, !- Vertex 17 Z-coordinate {m}
, !- Vertex 18 X-coordinate {m}
, !- Vertex 18 Y-coordinate {m}
, !- Vertex 18 Z-coordinate {m}
, !- Vertex 19 X-coordinate {m}
, !- Vertex 19 Y-coordinate {m}
, !- Vertex 19 Z-coordinate {m}
, !- Vertex 20 X-coordinate {m}
, !- Vertex 20 Y-coordinate {m}
; !- Vertex 20 Z-coordinate {m}
BuildingSurface:Detailed,
L1S2-Bakery_Srf_3, !- Name
Wall, !- Surface Type
Hole, !- Construction Name
L1S2-Bakery Thermal Zone,!- Zone Name
Surface, !- Outside Boundary Condition
L1S2-Checkout_Srf_0, !- Outside Boundary Condition Object
NoSun, !- Sun Exposure
NoWind, !- Wind Exposure
, !- View Factor to Ground
4, !- Number of Vertices
70.439, !- Vertex 1 X-coordinate {m}
31.364, !- Vertex 1 Y-coordinate {m}
4.11, !- Vertex 1 Z-coordinate {m}
70.439, !- Vertex 2 X-coordinate {m}
31.364, !- Vertex 2 Y-coordinate {m}
2.819, !- Vertex 2 Z-coordinate {m}
70.439, !- Vertex 3 X-coordinate {m}
26.949, !- Vertex 3 Y-coordinate {m}
2.819, !- Vertex 3 Z-coordinate {m}
70.439, !- Vertex 4 X-coordinate {m}
26.949, !- Vertex 4 Y-coordinate {m}
4.11, !- Vertex 4 Z-coordinate {m}
, !- Vertex 5 X-coordinate {m}
, !- Vertex 5 Y-coordinate {m}
, !- Vertex 5 Z-coordinate {m}
, !- Vertex 6 X-coordinate {m}
, !- Vertex 6 Y-coordinate {m}
, !- Vertex 6 Z-coordinate {m}
, !- Vertex 7 X-coordinate {m}
, !- Vertex 7 Y-coordinate {m}
, !- Vertex 7 Z-coordinate {m}
, !- Vertex 8 X-coordinate {m}
, !- Vertex 8 Y-coordinate {m}
, !- Vertex 8 Z-coordinate {m}
, !- Vertex 9 X-coordinate {m}
, !- Vertex 9 Y-coordinate {m}
, !- Vertex 9 Z-coordinate {m}
, !- Vertex 10 X-coordinate {m}
, !- Vertex 10 Y-coordinate {m}
, !- Vertex 10 Z-coordinate {m}
, !- Vertex 11 X-coordinate {m}
, !- Vertex 11 Y-coordinate {m}
, !- Vertex 11 Z-coordinate {m}
, !- Vertex 12 X-coordinate {m}
, !- Vertex 12 Y-coordinate {m}
, !- Vertex 12 Z-coordinate {m}
, !- Vertex 13 X-coordinate {m}
, !- Vertex 13 Y-coordinate {m}
, !- Vertex 13 Z-coordinate {m}
, !- Vertex 14 X-coordinate {m}
, !- Vertex 14 Y-coordinate {m}
, !- Vertex 14 Z-coordinate {m}
, !- Vertex 15 X-coordinate {m}
, !- Vertex 15 Y-coordinate {m}
, !- Vertex 15 Z-coordinate {m}
, !- Vertex 16 X-coordinate {m}
, !- Vertex 16 Y-coordinate {m}
, !- Vertex 16 Z-coordinate {m}
, !- Vertex 17 X-coordinate {m}
, !- Vertex 17 Y-coordinate {m}
, !- Vertex 17 Z-coordinate {m}
, !- Vertex 18 X-coordinate {m}
, !- Vertex 18 Y-coordinate {m}
, !- Vertex 18 Z-coordinate {m}
, !- Vertex 19 X-coordinate {m}
, !- Vertex 19 Y-coordinate {m}
, !- Vertex 19 Z-coordinate {m}
, !- Vertex 20 X-coordinate {m}
, !- Vertex 20 Y-coordinate {m}
; !- Vertex 20 Z-coordinate {m}
BuildingSurface:Detailed,
L1S2-Bakery_Srf_4, !- Name
Wall, !- Surface Type
Hole, !- Construction Name
L1S2-Bakery Thermal Zone,!- Zone Name
Surface, !- Outside Boundary Condition
L1S2-Checkout_Srf_2, !- Outside Boundary Condition Object
NoSun, !- Sun Exposure
NoWind, !- Wind Exposure
, !- View Factor to Ground
4, !- Number of Vertices
70.439, !- Vertex 1 X-coordinate {m}
26.949, !- Vertex 1 Y-coordinate {m}
4.11, !- Vertex 1 Z-coordinate {m}
70.439, !- Vertex 2 X-coordinate {m}
26.949, !- Vertex 2 Y-coordinate {m}
2.819, !- Vertex 2 Z-coordinate {m}
71.841, !- Vertex 3 X-coordinate {m}
26.949, !- Vertex 3 Y-coordinate {m}
2.819, !- Vertex 3 Z-coordinate {m}
71.841, !- Vertex 4 X-coordinate {m}
26.949, !- Vertex 4 Y-coordinate {m}
3.914, !- Vertex 4 Z-coordinate {m}
, !- Vertex 5 X-coordinate {m}
, !- Vertex 5 Y-coordinate {m}
, !- Vertex 5 Z-coordinate {m}
, !- Vertex 6 X-coordinate {m}
, !- Vertex 6 Y-coordinate {m}
, !- Vertex 6 Z-coordinate {m}
, !- Vertex 7 X-coordinate {m}
, !- Vertex 7 Y-coordinate {m}
, !- Vertex 7 Z-coordinate {m}
, !- Vertex 8 X-coordinate {m}
, !- Vertex 8 Y-coordinate {m}
, !- Vertex 8 Z-coordinate {m}
, !- Vertex 9 X-coordinate {m}
, !- Vertex 9 Y-coordinate {m}
, !- Vertex 9 Z-coordinate {m}
, !- Vertex 10 X-coordinate {m}
, !- Vertex 10 Y-coordinate {m}
, !- Vertex 10 Z-coordinate {m}
, !- Vertex 11 X-coordinate {m}
, !- Vertex 11 Y-coordinate {m}
, !- Vertex 11 Z-coordinate {m}
, !- Vertex 12 X-coordinate {m}
, !- Vertex 12 Y-coordinate {m}
, !- Vertex 12 Z-coordinate {m}
, !- Vertex 13 X-coordinate {m}
, !- Vertex 13 Y-coordinate {m}
, !- Vertex 13 Z-coordinate {m}
, !- Vertex 14 X-coordinate {m}
, !- Vertex 14 Y-coordinate {m}
, !- Vertex 14 Z-coordinate {m}
, !- Vertex 15 X-coordinate {m}
, !- Vertex 15 Y-coordinate {m}
, !- Vertex 15 Z-coordinate {m}
, !- Vertex 16 X-coordinate {m}
, !- Vertex 16 Y-coordinate {m}
, !- Vertex 16 Z-coordinate {m}
, !- Vertex 17 X-coordinate {m}
, !- Vertex 17 Y-coordinate {m}
, !- Vertex 17 Z-coordinate {m}
, !- Vertex 18 X-coordinate {m}
, !- Vertex 18 Y-coordinate {m}
, !- Vertex 18 Z-coordinate {m}
, !- Vertex 19 X-coordinate {m}
, !- Vertex 19 Y-coordinate {m}
, !- Vertex 19 Z-coordinate {m}
, !- Vertex 20 X-coordinate {m}
, !- Vertex 20 Y-coordinate {m}
; !- Vertex 20 Z-coordinate {m}
BuildingSurface:Detailed,
L1S2-Bakery_Srf_5, !- Name
Wall, !- Surface Type
Wall_Exterior, !- Construction Name
L1S2-Bakery Thermal Zone,!- Zone Name
Outdoors, !- Outside Boundary Condition
, !- Outside Boundary Condition Object
SunExposed, !- Sun Exposure
WindExposed, !- Wind Exposure
, !- View Factor to Ground
4, !- Number of Vertices
77.337, !- Vertex 1 X-coordinate {m}
29.209, !- Vertex 1 Y-coordinate {m}
3.146, !- Vertex 1 Z-coordinate {m}
77.337, !- Vertex 2 X-coordinate {m}
29.209, !- Vertex 2 Y-coordinate {m}
2.819, !- Vertex 2 Z-coordinate {m}
77.337, !- Vertex 3 X-coordinate {m}
31.364, !- Vertex 3 Y-coordinate {m}
2.819, !- Vertex 3 Z-coordinate {m}
77.337, !- Vertex 4 X-coordinate {m}
31.364, !- Vertex 4 Y-coordinate {m}
3.146, !- Vertex 4 Z-coordinate {m}
, !- Vertex 5 X-coordinate {m}
, !- Vertex 5 Y-coordinate {m}
, !- Vertex 5 Z-coordinate {m}
, !- Vertex 6 X-coordinate {m}
, !- Vertex 6 Y-coordinate {m}
, !- Vertex 6 Z-coordinate {m}
, !- Vertex 7 X-coordinate {m}
, !- Vertex 7 Y-coordinate {m}
, !- Vertex 7 Z-coordinate {m}
, !- Vertex 8 X-coordinate {m}
, !- Vertex 8 Y-coordinate {m}
, !- Vertex 8 Z-coordinate {m}
, !- Vertex 9 X-coordinate {m}
, !- Vertex 9 Y-coordinate {m}
, !- Vertex 9 Z-coordinate {m}
, !- Vertex 10 X-coordinate {m}
, !- Vertex 10 Y-coordinate {m}
, !- Vertex 10 Z-coordinate {m}
, !- Vertex 11 X-coordinate {m}
, !- Vertex 11 Y-coordinate {m}
, !- Vertex 11 Z-coordinate {m}
, !- Vertex 12 X-coordinate {m}
, !- Vertex 12 Y-coordinate {m}
, !- Vertex 12 Z-coordinate {m}
, !- Vertex 13 X-coordinate {m}
, !- Vertex 13 Y-coordinate {m}
, !- Vertex 13 Z-coordinate {m}
, !- Vertex 14 X-coordinate {m}
, !- Vertex 14 Y-coordinate {m}
, !- Vertex 14 Z-coordinate {m}
, !- Vertex 15 X-coordinate {m}
, !- Vertex 15 Y-coordinate {m}
, !- Vertex 15 Z-coordinate {m}
, !- Vertex 16 X-coordinate {m}
, !- Vertex 16 Y-coordinate {m}
, !- Vertex 16 Z-coordinate {m}
, !- Vertex 17 X-coordinate {m}
, !- Vertex 17 Y-coordinate {m}
, !- Vertex 17 Z-coordinate {m}
, !- Vertex 18 X-coordinate {m}
, !- Vertex 18 Y-coordinate {m}
, !- Vertex 18 Z-coordinate {m}
, !- Vertex 19 X-coordinate {m}
, !- Vertex 19 Y-coordinate {m}
, !- Vertex 19 Z-coordinate {m}
, !- Vertex 20 X-coordinate {m}
, !- Vertex 20 Y-coordinate {m}
; !- Vertex 20 Z-coordinate {m}
BuildingSurface:Detailed,
L1S2-Bakery_Srf_6, !- Name
Wall, !- Surface Type
Hole, !- Construction Name
L1S2-Bakery Thermal Zone,!- Zone Name
Surface, !- Outside Boundary Condition
L1S2-Checkout_Srf_1, !- Outside Boundary Condition Object
NoSun, !- Sun Exposure
NoWind, !- Wind Exposure
, !- View Factor to Ground
4, !- Number of Vertices
71.841, !- Vertex 1 X-coordinate {m}
26.949, !- Vertex 1 Y-coordinate {m}
3.914, !- Vertex 1 Z-coordinate {m}
71.841, !- Vertex 2 X-coordinate {m}
26.949, !- Vertex 2 Y-coordinate {m}
2.819, !- Vertex 2 Z-coordinate {m}
71.841, !- Vertex 3 X-coordinate {m}
25.878, !- Vertex 3 Y-coordinate {m}
2.819, !- Vertex 3 Z-coordinate {m}
71.841, !- Vertex 4 X-coordinate {m}
25.878, !- Vertex 4 Y-coordinate {m}
3.914, !- Vertex 4 Z-coordinate {m}
, !- Vertex 5 X-coordinate {m}
, !- Vertex 5 Y-coordinate {m}
, !- Vertex 5 Z-coordinate {m}
, !- Vertex 6 X-coordinate {m}
, !- Vertex 6 Y-coordinate {m}
, !- Vertex 6 Z-coordinate {m}
, !- Vertex 7 X-coordinate {m}
, !- Vertex 7 Y-coordinate {m}
, !- Vertex 7 Z-coordinate {m}
, !- Vertex 8 X-coordinate {m}
, !- Vertex 8 Y-coordinate {m}
, !- Vertex 8 Z-coordinate {m}
, !- Vertex 9 X-coordinate {m}
, !- Vertex 9 Y-coordinate {m}
, !- Vertex 9 Z-coordinate {m}
, !- Vertex 10 X-coordinate {m}
, !- Vertex 10 Y-coordinate {m}
, !- Vertex 10 Z-coordinate {m}
, !- Vertex 11 X-coordinate {m}
, !- Vertex 11 Y-coordinate {m}
, !- Vertex 11 Z-coordinate {m}
, !- Vertex 12 X-coordinate {m}
, !- Vertex 12 Y-coordinate {m}
, !- Vertex 12 Z-coordinate {m}
, !- Vertex 13 X-coordinate {m}
, !- Vertex 13 Y-coordinate {m}
, !- Vertex 13 Z-coordinate {m}
, !- Vertex 14 X-coordinate {m}
, !- Vertex 14 Y-coordinate {m}
, !- Vertex 14 Z-coordinate {m}
, !- Vertex 15 X-coordinate {m}
, !- Vertex 15 Y-coordinate {m}
, !- Vertex 15 Z-coordinate {m}
, !- Vertex 16 X-coordinate {m}
, !- Vertex 16 Y-coordinate {m}
, !- Vertex 16 Z-coordinate {m}
, !- Vertex 17 X-coordinate {m}
, !- Vertex 17 Y-coordinate {m}
, !- Vertex 17 Z-coordinate {m}
, !- Vertex 18 X-coordinate {m}
, !- Vertex 18 Y-coordinate {m}
, !- Vertex 18 Z-coordinate {m}
, !- Vertex 19 X-coordinate {m}
, !- Vertex 19 Y-coordinate {m}
, !- Vertex 19 Z-coordinate {m}
, !- Vertex 20 X-coordinate {m}
, !- Vertex 20 Y-coordinate {m}
; !- Vertex 20 Z-coordinate {m}
BuildingSurface:Detailed,
L1S2-Bakery_Srf_7, !- Name
Floor, !- Surface Type
Hole, !- Construction Name
L1S2-Bakery Thermal Zone,!- Zone Name
Surface, !- Outside Boundary Condition
L1S1-Coffee_Srf_9, !- Outside Boundary Condition Object
NoSun, !- Sun Exposure
NoWind, !- Wind Exposure
, !- View Factor to Ground
8, !- Number of Vertices
79.675, !- Vertex 1 X-coordinate {m}
29.209, !- Vertex 1 Y-coordinate {m}
2.819, !- Vertex 1 Z-coordinate {m}
79.675, !- Vertex 2 X-coordinate {m}
25.878, !- Vertex 2 Y-coordinate {m}
2.819, !- Vertex 2 Z-coordinate {m}
71.841, !- Vertex 3 X-coordinate {m}
25.878, !- Vertex 3 Y-coordinate {m}
2.819, !- Vertex 3 Z-coordinate {m}
71.841, !- Vertex 4 X-coordinate {m}
26.949, !- Vertex 4 Y-coordinate {m}
2.819, !- Vertex 4 Z-coordinate {m}
70.439, !- Vertex 5 X-coordinate {m}
26.949, !- Vertex 5 Y-coordinate {m}
2.819, !- Vertex 5 Z-coordinate {m}
70.439, !- Vertex 6 X-coordinate {m}
31.364, !- Vertex 6 Y-coordinate {m}
2.819, !- Vertex 6 Z-coordinate {m}
77.337, !- Vertex 7 X-coordinate {m}
31.364, !- Vertex 7 Y-coordinate {m}
2.819, !- Vertex 7 Z-coordinate {m}
77.337, !- Vertex 8 X-coordinate {m}
29.209, !- Vertex 8 Y-coordinate {m}
2.819, !- Vertex 8 Z-coordinate {m}
, !- Vertex 9 X-coordinate {m}
, !- Vertex 9 Y-coordinate {m}
, !- Vertex 9 Z-coordinate {m}
, !- Vertex 10 X-coordinate {m}
, !- Vertex 10 Y-coordinate {m}
, !- Vertex 10 Z-coordinate {m}
, !- Vertex 11 X-coordinate {m}
, !- Vertex 11 Y-coordinate {m}
, !- Vertex 11 Z-coordinate {m}
, !- Vertex 12 X-coordinate {m}
, !- Vertex 12 Y-coordinate {m}
, !- Vertex 12 Z-coordinate {m}
, !- Vertex 13 X-coordinate {m}
, !- Vertex 13 Y-coordinate {m}
, !- Vertex 13 Z-coordinate {m}
, !- Vertex 14 X-coordinate {m}
, !- Vertex 14 Y-coordinate {m}
, !- Vertex 14 Z-coordinate {m}
, !- Vertex 15 X-coordinate {m}
, !- Vertex 15 Y-coordinate {m}
, !- Vertex 15 Z-coordinate {m}
, !- Vertex 16 X-coordinate {m}
, !- Vertex 16 Y-coordinate {m}
, !- Vertex 16 Z-coordinate {m}
, !- Vertex 17 X-coordinate {m}
, !- Vertex 17 Y-coordinate {m}
, !- Vertex 17 Z-coordinate {m}
, !- Vertex 18 X-coordinate {m}
, !- Vertex 18 Y-coordinate {m}
, !- Vertex 18 Z-coordinate {m}
, !- Vertex 19 X-coordinate {m}
, !- Vertex 19 Y-coordinate {m}
, !- Vertex 19 Z-coordinate {m}
, !- Vertex 20 X-coordinate {m}
, !- Vertex 20 Y-coordinate {m}
; !- Vertex 20 Z-coordinate {m}
BuildingSurface:Detailed,
L1S2-Bakery_Srf_8, !- Name
Roof, !- Surface Type
Roof_BOH, !- Construction Name
L1S2-Bakery Thermal Zone,!- Zone Name
Outdoors, !- Outside Boundary Condition
, !- Outside Boundary Condition Object
SunExposed, !- Sun Exposure
WindExposed, !- Wind Exposure
, !- View Factor to Ground
8, !- Number of Vertices
70.439, !- Vertex 1 X-coordinate {m}
26.949, !- Vertex 1 Y-coordinate {m}
4.11, !- Vertex 1 Z-coordinate {m}
71.841, !- Vertex 2 X-coordinate {m}
26.949, !- Vertex 2 Y-coordinate {m}
3.914, !- Vertex 2 Z-coordinate {m}
71.841, !- Vertex 3 X-coordinate {m}
25.878, !- Vertex 3 Y-coordinate {m}
3.914, !- Vertex 3 Z-coordinate {m}
79.675, !- Vertex 4 X-coordinate {m}
25.878, !- Vertex 4 Y-coordinate {m}
2.819, !- Vertex 4 Z-coordinate {m}
79.675, !- Vertex 5 X-coordinate {m}
29.209, !- Vertex 5 Y-coordinate {m}
2.819, !- Vertex 5 Z-coordinate {m}
77.337, !- Vertex 6 X-coordinate {m}
29.209, !- Vertex 6 Y-coordinate {m}
3.146, !- Vertex 6 Z-coordinate {m}
77.337, !- Vertex 7 X-coordinate {m}
31.364, !- Vertex 7 Y-coordinate {m}
3.146, !- Vertex 7 Z-coordinate {m}
70.439, !- Vertex 8 X-coordinate {m}
31.364, !- Vertex 8 Y-coordinate {m}
4.11, !- Vertex 8 Z-coordinate {m}
, !- Vertex 9 X-coordinate {m}
, !- Vertex 9 Y-coordinate {m}
, !- Vertex 9 Z-coordinate {m}
, !- Vertex 10 X-coordinate {m}
, !- Vertex 10 Y-coordinate {m}
, !- Vertex 10 Z-coordinate {m}
, !- Vertex 11 X-coordinate {m}
, !- Vertex 11 Y-coordinate {m}
, !- Vertex 11 Z-coordinate {m}
, !- Vertex 12 X-coordinate {m}
, !- Vertex 12 Y-coordinate {m}
, !- Vertex 12 Z-coordinate {m}
, !- Vertex 13 X-coordinate {m}
, !- Vertex 13 Y-coordinate {m}
, !- Vertex 13 Z-coordinate {m}
, !- Vertex 14 X-coordinate {m}
, !- Vertex 14 Y-coordinate {m}
, !- Vertex 14 Z-coordinate {m}
, !- Vertex 15 X-coordinate {m}
, !- Vertex 15 Y-coordinate {m}
, !- Vertex 15 Z-coordinate {m}
, !- Vertex 16 X-coordinate {m}
, !- Vertex 16 Y-coordinate {m}
, !- Vertex 16 Z-coordinate {m}
, !- Vertex 17 X-coordinate {m}
, !- Vertex 17 Y-coordinate {m}
, !- Vertex 17 Z-coordinate {m}
, !- Vertex 18 X-coordinate {m}
, !- Vertex 18 Y-coordinate {m}
, !- Vertex 18 Z-coordinate {m}
, !- Vertex 19 X-coordinate {m}
, !- Vertex 19 Y-coordinate {m}
, !- Vertex 19 Z-coordinate {m}
, !- Vertex 20 X-coordinate {m}
, !- Vertex 20 Y-coordinate {m}
; !- Vertex 20 Z-coordinate {m}
BuildingSurface:Detailed,
L1S2-Checkout_Srf_0, !- Name
Wall, !- Surface Type
Hole, !- Construction Name
L1S2-Checkout Thermal Zone, !- Zone Name
Surface, !- Outside Boundary Condition
L1S2-Bakery_Srf_3, !- Outside Boundary Condition Object
NoSun, !- Sun Exposure
NoWind, !- Wind Exposure
, !- View Factor to Ground
4, !- Number of Vertices
70.439, !- Vertex 1 X-coordinate {m}
26.949, !- Vertex 1 Y-coordinate {m}
4.11, !- Vertex 1 Z-coordinate {m}
70.439, !- Vertex 2 X-coordinate {m}
26.949, !- Vertex 2 Y-coordinate {m}
2.819, !- Vertex 2 Z-coordinate {m}
70.439, !- Vertex 3 X-coordinate {m}
31.364, !- Vertex 3 Y-coordinate {m}
2.819, !- Vertex 3 Z-coordinate {m}
70.439, !- Vertex 4 X-coordinate {m}
31.364, !- Vertex 4 Y-coordinate {m}
4.11, !- Vertex 4 Z-coordinate {m}
, !- Vertex 5 X-coordinate {m}
, !- Vertex 5 Y-coordinate {m}
, !- Vertex 5 Z-coordinate {m}
, !- Vertex 6 X-coordinate {m}
, !- Vertex 6 Y-coordinate {m}
, !- Vertex 6 Z-coordinate {m}
, !- Vertex 7 X-coordinate {m}
, !- Vertex 7 Y-coordinate {m}
, !- Vertex 7 Z-coordinate {m}
, !- Vertex 8 X-coordinate {m}
, !- Vertex 8 Y-coordinate {m}
, !- Vertex 8 Z-coordinate {m}
, !- Vertex 9 X-coordinate {m}
, !- Vertex 9 Y-coordinate {m}
, !- Vertex 9 Z-coordinate {m}
, !- Vertex 10 X-coordinate {m}
, !- Vertex 10 Y-coordinate {m}
, !- Vertex 10 Z-coordinate {m}
, !- Vertex 11 X-coordinate {m}
, !- Vertex 11 Y-coordinate {m}
, !- Vertex 11 Z-coordinate {m}
, !- Vertex 12 X-coordinate {m}
, !- Vertex 12 Y-coordinate {m}
, !- Vertex 12 Z-coordinate {m}
, !- Vertex 13 X-coordinate {m}
, !- Vertex 13 Y-coordinate {m}
, !- Vertex 13 Z-coordinate {m}
, !- Vertex 14 X-coordinate {m}
, !- Vertex 14 Y-coordinate {m}
, !- Vertex 14 Z-coordinate {m}
, !- Vertex 15 X-coordinate {m}
, !- Vertex 15 Y-coordinate {m}
, !- Vertex 15 Z-coordinate {m}
, !- Vertex 16 X-coordinate {m}
, !- Vertex 16 Y-coordinate {m}
, !- Vertex 16 Z-coordinate {m}
, !- Vertex 17 X-coordinate {m}
, !- Vertex 17 Y-coordinate {m}
, !- Vertex 17 Z-coordinate {m}
, !- Vertex 18 X-coordinate {m}
, !- Vertex 18 Y-coordinate {m}
, !- Vertex 18 Z-coordinate {m}
, !- Vertex 19 X-coordinate {m}
, !- Vertex 19 Y-coordinate {m}
, !- Vertex 19 Z-coordinate {m}
, !- Vertex 20 X-coordinate {m}
, !- Vertex 20 Y-coordinate {m}
; !- Vertex 20 Z-coordinate {m}
BuildingSurface:Detailed,
L1S2-Checkout_Srf_1, !- Name
Wall, !- Surface Type
Hole, !- Construction Name
L1S2-Checkout Thermal Zone, !- Zone Name
Surface, !- Outside Boundary Condition
L1S2-Bakery_Srf_6, !- Outside Boundary Condition Object
NoSun, !- Sun Exposure
NoWind, !- Wind Exposure
, !- View Factor to Ground
4, !- Number of Vertices
71.841, !- Vertex 1 X-coordinate {m}
25.878, !- Vertex 1 Y-coordinate {m}
3.914, !- Vertex 1 Z-coordinate {m}
71.841, !- Vertex 2 X-coordinate {m}
25.878, !- Vertex 2 Y-coordinate {m}
2.819, !- Vertex 2 Z-coordinate {m}
71.841, !- Vertex 3 X-coordinate {m}
26.949, !- Vertex 3 Y-coordinate {m}
2.819, !- Vertex 3 Z-coordinate {m}
71.841, !- Vertex 4 X-coordinate {m}
26.949, !- Vertex 4 Y-coordinate {m}
3.914, !- Vertex 4 Z-coordinate {m}
, !- Vertex 5 X-coordinate {m}
, !- Vertex 5 Y-coordinate {m}
, !- Vertex 5 Z-coordinate {m}
, !- Vertex 6 X-coordinate {m}
, !- Vertex 6 Y-coordinate {m}
, !- Vertex 6 Z-coordinate {m}
, !- Vertex 7 X-coordinate {m}
, !- Vertex 7 Y-coordinate {m}
, !- Vertex 7 Z-coordinate {m}
, !- Vertex 8 X-coordinate {m}
, !- Vertex 8 Y-coordinate {m}
, !- Vertex 8 Z-coordinate {m}
, !- Vertex 9 X-coordinate {m}
, !- Vertex 9 Y-coordinate {m}
, !- Vertex 9 Z-coordinate {m}
, !- Vertex 10 X-coordinate {m}
, !- Vertex 10 Y-coordinate {m}
, !- Vertex 10 Z-coordinate {m}
, !- Vertex 11 X-coordinate {m}
, !- Vertex 11 Y-coordinate {m}
, !- Vertex 11 Z-coordinate {m}
, !- Vertex 12 X-coordinate {m}
, !- Vertex 12 Y-coordinate {m}
, !- Vertex 12 Z-coordinate {m}
, !- Vertex 13 X-coordinate {m}
, !- Vertex 13 Y-coordinate {m}
, !- Vertex 13 Z-coordinate {m}
, !- Vertex 14 X-coordinate {m}
, !- Vertex 14 Y-coordinate {m}
, !- Vertex 14 Z-coordinate {m}
, !- Vertex 15 X-coordinate {m}
, !- Vertex 15 Y-coordinate {m}
, !- Vertex 15 Z-coordinate {m}
, !- Vertex 16 X-coordinate {m}
, !- Vertex 16 Y-coordinate {m}
, !- Vertex 16 Z-coordinate {m}
, !- Vertex 17 X-coordinate {m}
, !- Vertex 17 Y-coordinate {m}
, !- Vertex 17 Z-coordinate {m}
, !- Vertex 18 X-coordinate {m}
, !- Vertex 18 Y-coordinate {m}
, !- Vertex 18 Z-coordinate {m}
, !- Vertex 19 X-coordinate {m}
, !- Vertex 19 Y-coordinate {m}
, !- Vertex 19 Z-coordinate {m}
, !- Vertex 20 X-coordinate {m}
, !- Vertex 20 Y-coordinate {m}
; !- Vertex 20 Z-coordinate {m}
BuildingSurface:Detailed,
L1S2-Checkout_Srf_10, !- Name
Roof, !- Surface Type
Roof_BOH, !- Construction Name
L1S2-Checkout Thermal Zone, !- Zone Name
Outdoors, !- Outside Boundary Condition
, !- Outside Boundary Condition Object
SunExposed, !- Sun Exposure
WindExposed, !- Wind Exposure
, !- View Factor to Ground
7, !- Number of Vertices
58.947, !- Vertex 1 X-coordinate {m}
31.364, !- Vertex 1 Y-coordinate {m}
5.715, !- Vertex 1 Z-coordinate {m}
53.005, !- Vertex 2 X-coordinate {m}
31.364, !- Vertex 2 Y-coordinate {m}
4.885, !- Vertex 2 Z-coordinate {m}
53.005, !- Vertex 3 X-coordinate {m}
28.164, !- Vertex 3 Y-coordinate {m}
4.885, !- Vertex 3 Z-coordinate {m}
52.182, !- Vertex 4 X-coordinate {m}
28.164, !- Vertex 4 Y-coordinate {m}
4.77, !- Vertex 4 Z-coordinate {m}
52.182, !- Vertex 5 X-coordinate {m}
26.949, !- Vertex 5 Y-coordinate {m}
4.77, !- Vertex 5 Z-coordinate {m}
52.192, !- Vertex 6 X-coordinate {m}
25.878, !- Vertex 6 Y-coordinate {m}
4.771, !- Vertex 6 Z-coordinate {m}
58.947, !- Vertex 7 X-coordinate {m}
25.878, !- Vertex 7 Y-coordinate {m}
5.715, !- Vertex 7 Z-coordinate {m}
, !- Vertex 8 X-coordinate {m}
, !- Vertex 8 Y-coordinate {m}
, !- Vertex 8 Z-coordinate {m}
, !- Vertex 9 X-coordinate {m}
, !- Vertex 9 Y-coordinate {m}
, !- Vertex 9 Z-coordinate {m}
, !- Vertex 10 X-coordinate {m}
, !- Vertex 10 Y-coordinate {m}
, !- Vertex 10 Z-coordinate {m}
, !- Vertex 11 X-coordinate {m}
, !- Vertex 11 Y-coordinate {m}
, !- Vertex 11 Z-coordinate {m}
, !- Vertex 12 X-coordinate {m}
, !- Vertex 12 Y-coordinate {m}
, !- Vertex 12 Z-coordinate {m}
, !- Vertex 13 X-coordinate {m}
, !- Vertex 13 Y-coordinate {m}
, !- Vertex 13 Z-coordinate {m}
, !- Vertex 14 X-coordinate {m}
, !- Vertex 14 Y-coordinate {m}
, !- Vertex 14 Z-coordinate {m}
, !- Vertex 15 X-coordinate {m}
, !- Vertex 15 Y-coordinate {m}
, !- Vertex 15 Z-coordinate {m}
, !- Vertex 16 X-coordinate {m}
, !- Vertex 16 Y-coordinate {m}
, !- Vertex 16 Z-coordinate {m}
, !- Vertex 17 X-coordinate {m}
, !- Vertex 17 Y-coordinate {m}
, !- Vertex 17 Z-coordinate {m}
, !- Vertex 18 X-coordinate {m}
, !- Vertex 18 Y-coordinate {m}
, !- Vertex 18 Z-coordinate {m}
, !- Vertex 19 X-coordinate {m}
, !- Vertex 19 Y-coordinate {m}
, !- Vertex 19 Z-coordinate {m}
, !- Vertex 20 X-coordinate {m}
, !- Vertex 20 Y-coordinate {m}
; !- Vertex 20 Z-coordinate {m}
BuildingSurface:Detailed,
L1S2-Checkout_Srf_11, !- Name
Roof, !- Surface Type
Roof_BOH, !- Construction Name
L1S2-Checkout Thermal Zone, !- Zone Name
Outdoors, !- Outside Boundary Condition
, !- Outside Boundary Condition Object
SunExposed, !- Sun Exposure
WindExposed, !- Wind Exposure
, !- View Factor to Ground
7, !- Number of Vertices
58.947, !- Vertex 1 X-coordinate {m}
25.878, !- Vertex 1 Y-coordinate {m}
5.715, !- Vertex 1 Z-coordinate {m}
70.439, !- Vertex 2 X-coordinate {m}
25.9, !- Vertex 2 Y-coordinate {m}
4.11, !- Vertex 2 Z-coordinate {m}
71.841, !- Vertex 3 X-coordinate {m}
25.878, !- Vertex 3 Y-coordinate {m}
3.914, !- Vertex 3 Z-coordinate {m}
71.841, !- Vertex 4 X-coordinate {m}
26.949, !- Vertex 4 Y-coordinate {m}
3.914, !- Vertex 4 Z-coordinate {m}
70.439, !- Vertex 5 X-coordinate {m}
26.949, !- Vertex 5 Y-coordinate {m}
4.11, !- Vertex 5 Z-coordinate {m}
70.439, !- Vertex 6 X-coordinate {m}
31.364, !- Vertex 6 Y-coordinate {m}
4.109, !- Vertex 6 Z-coordinate {m}
58.947, !- Vertex 7 X-coordinate {m}
31.364, !- Vertex 7 Y-coordinate {m}
5.715, !- Vertex 7 Z-coordinate {m}
, !- Vertex 8 X-coordinate {m}
, !- Vertex 8 Y-coordinate {m}
, !- Vertex 8 Z-coordinate {m}
, !- Vertex 9 X-coordinate {m}
, !- Vertex 9 Y-coordinate {m}
, !- Vertex 9 Z-coordinate {m}
, !- Vertex 10 X-coordinate {m}
, !- Vertex 10 Y-coordinate {m}
, !- Vertex 10 Z-coordinate {m}
, !- Vertex 11 X-coordinate {m}
, !- Vertex 11 Y-coordinate {m}
, !- Vertex 11 Z-coordinate {m}
, !- Vertex 12 X-coordinate {m}
, !- Vertex 12 Y-coordinate {m}
, !- Vertex 12 Z-coordinate {m}
, !- Vertex 13 X-coordinate {m}
, !- Vertex 13 Y-coordinate {m}
, !- Vertex 13 Z-coordinate {m}
, !- Vertex 14 X-coordinate {m}
, !- Vertex 14 Y-coordinate {m}
, !- Vertex 14 Z-coordinate {m}
, !- Vertex 15 X-coordinate {m}
, !- Vertex 15 Y-coordinate {m}
, !- Vertex 15 Z-coordinate {m}
, !- Vertex 16 X-coordinate {m}
, !- Vertex 16 Y-coordinate {m}
, !- Vertex 16 Z-coordinate {m}
, !- Vertex 17 X-coordinate {m}
, !- Vertex 17 Y-coordinate {m}
, !- Vertex 17 Z-coordinate {m}
, !- Vertex 18 X-coordinate {m}
, !- Vertex 18 Y-coordinate {m}
, !- Vertex 18 Z-coordinate {m}
, !- Vertex 19 X-coordinate {m}
, !- Vertex 19 Y-coordinate {m}
, !- Vertex 19 Z-coordinate {m}
, !- Vertex 20 X-coordinate {m}
, !- Vertex 20 Y-coordinate {m}
; !- Vertex 20 Z-coordinate {m}
BuildingSurface:Detailed,
L1S2-Checkout_Srf_2, !- Name
Wall, !- Surface Type
Hole, !- Construction Name
L1S2-Checkout Thermal Zone, !- Zone Name
Surface, !- Outside Boundary Condition
L1S2-Bakery_Srf_4, !- Outside Boundary Condition Object
NoSun, !- Sun Exposure
NoWind, !- Wind Exposure
, !- View Factor to Ground
4, !- Number of Vertices
71.841, !- Vertex 1 X-coordinate {m}
26.949, !- Vertex 1 Y-coordinate {m}
3.914, !- Vertex 1 Z-coordinate {m}
71.841, !- Vertex 2 X-coordinate {m}
26.949, !- Vertex 2 Y-coordinate {m}
2.819, !- Vertex 2 Z-coordinate {m}
70.439, !- Vertex 3 X-coordinate {m}
26.949, !- Vertex 3 Y-coordinate {m}
2.819, !- Vertex 3 Z-coordinate {m}
70.439, !- Vertex 4 X-coordinate {m}
26.949, !- Vertex 4 Y-coordinate {m}
4.11, !- Vertex 4 Z-coordinate {m}
, !- Vertex 5 X-coordinate {m}
, !- Vertex 5 Y-coordinate {m}
, !- Vertex 5 Z-coordinate {m}
, !- Vertex 6 X-coordinate {m}
, !- Vertex 6 Y-coordinate {m}
, !- Vertex 6 Z-coordinate {m}
, !- Vertex 7 X-coordinate {m}
, !- Vertex 7 Y-coordinate {m}
, !- Vertex 7 Z-coordinate {m}
, !- Vertex 8 X-coordinate {m}
, !- Vertex 8 Y-coordinate {m}
, !- Vertex 8 Z-coordinate {m}
, !- Vertex 9 X-coordinate {m}
, !- Vertex 9 Y-coordinate {m}
, !- Vertex 9 Z-coordinate {m}
, !- Vertex 10 X-coordinate {m}
, !- Vertex 10 Y-coordinate {m}
, !- Vertex 10 Z-coordinate {m}
, !- Vertex 11 X-coordinate {m}
, !- Vertex 11 Y-coordinate {m}
, !- Vertex 11 Z-coordinate {m}
, !- Vertex 12 X-coordinate {m}
, !- Vertex 12 Y-coordinate {m}
, !- Vertex 12 Z-coordinate {m}
, !- Vertex 13 X-coordinate {m}
, !- Vertex 13 Y-coordinate {m}
, !- Vertex 13 Z-coordinate {m}
, !- Vertex 14 X-coordinate {m}
, !- Vertex 14 Y-coordinate {m}
, !- Vertex 14 Z-coordinate {m}
, !- Vertex 15 X-coordinate {m}
, !- Vertex 15 Y-coordinate {m}
, !- Vertex 15 Z-coordinate {m}
, !- Vertex 16 X-coordinate {m}
, !- Vertex 16 Y-coordinate {m}
, !- Vertex 16 Z-coordinate {m}
, !- Vertex 17 X-coordinate {m}
, !- Vertex 17 Y-coordinate {m}
, !- Vertex 17 Z-coordinate {m}
, !- Vertex 18 X-coordinate {m}
, !- Vertex 18 Y-coordinate {m}
, !- Vertex 18 Z-coordinate {m}
, !- Vertex 19 X-coordinate {m}
, !- Vertex 19 Y-coordinate {m}
, !- Vertex 19 Z-coordinate {m}
, !- Vertex 20 X-coordinate {m}
, !- Vertex 20 Y-coordinate {m}
; !- Vertex 20 Z-coordinate {m}
BuildingSurface:Detailed,
L1S2-Checkout_Srf_3, !- Name
Floor, !- Surface Type
Hole, !- Construction Name
L1S2-Checkout Thermal Zone, !- Zone Name
Surface, !- Outside Boundary Condition
L1S1-Checkout_Srf_9, !- Outside Boundary Condition Object
NoSun, !- Sun Exposure
NoWind, !- Wind Exposure
, !- View Factor to Ground
9, !- Number of Vertices
70.439, !- Vertex 1 X-coordinate {m}
31.364, !- Vertex 1 Y-coordinate {m}
2.819, !- Vertex 1 Z-coordinate {m}
70.439, !- Vertex 2 X-coordinate {m}
26.949, !- Vertex 2 Y-coordinate {m}
2.819, !- Vertex 2 Z-coordinate {m}
71.841, !- Vertex 3 X-coordinate {m}
26.949, !- Vertex 3 Y-coordinate {m}
2.819, !- Vertex 3 Z-coordinate {m}
71.841, !- Vertex 4 X-coordinate {m}
25.878, !- Vertex 4 Y-coordinate {m}
2.819, !- Vertex 4 Z-coordinate {m}
52.192, !- Vertex 5 X-coordinate {m}
25.878, !- Vertex 5 Y-coordinate {m}
2.819, !- Vertex 5 Z-coordinate {m}
52.182, !- Vertex 6 X-coordinate {m}
26.949, !- Vertex 6 Y-coordinate {m}
2.819, !- Vertex 6 Z-coordinate {m}
52.182, !- Vertex 7 X-coordinate {m}
28.164, !- Vertex 7 Y-coordinate {m}
2.819, !- Vertex 7 Z-coordinate {m}
53.005, !- Vertex 8 X-coordinate {m}
28.164, !- Vertex 8 Y-coordinate {m}
2.819, !- Vertex 8 Z-coordinate {m}
53.005, !- Vertex 9 X-coordinate {m}
31.364, !- Vertex 9 Y-coordinate {m}
2.819, !- Vertex 9 Z-coordinate {m}
, !- Vertex 10 X-coordinate {m}
, !- Vertex 10 Y-coordinate {m}
, !- Vertex 10 Z-coordinate {m}
, !- Vertex 11 X-coordinate {m}
, !- Vertex 11 Y-coordinate {m}
, !- Vertex 11 Z-coordinate {m}
, !- Vertex 12 X-coordinate {m}
, !- Vertex 12 Y-coordinate {m}
, !- Vertex 12 Z-coordinate {m}
, !- Vertex 13 X-coordinate {m}
, !- Vertex 13 Y-coordinate {m}
, !- Vertex 13 Z-coordinate {m}
, !- Vertex 14 X-coordinate {m}
, !- Vertex 14 Y-coordinate {m}
, !- Vertex 14 Z-coordinate {m}
, !- Vertex 15 X-coordinate {m}
, !- Vertex 15 Y-coordinate {m}
, !- Vertex 15 Z-coordinate {m}
, !- Vertex 16 X-coordinate {m}
, !- Vertex 16 Y-coordinate {m}
, !- Vertex 16 Z-coordinate {m}
, !- Vertex 17 X-coordinate {m}
, !- Vertex 17 Y-coordinate {m}
, !- Vertex 17 Z-coordinate {m}
, !- Vertex 18 X-coordinate {m}
, !- Vertex 18 Y-coordinate {m}
, !- Vertex 18 Z-coordinate {m}
, !- Vertex 19 X-coordinate {m}
, !- Vertex 19 Y-coordinate {m}
, !- Vertex 19 Z-coordinate {m}
, !- Vertex 20 X-coordinate {m}
, !- Vertex 20 Y-coordinate {m}
; !- Vertex 20 Z-coordinate {m}
BuildingSurface:Detailed,
L1S2-Checkout_Srf_4, !- Name
Wall, !- Surface Type
Wall_Exterior, !- Construction Name
L1S2-Checkout Thermal Zone, !- Zone Name
Outdoors, !- Outside Boundary Condition
, !- Outside Boundary Condition Object
SunExposed, !- Sun Exposure
WindExposed, !- Wind Exposure
, !- View Factor to Ground
4, !- Number of Vertices
53.005, !- Vertex 1 X-coordinate {m}
31.364, !- Vertex 1 Y-coordinate {m}
4.885, !- Vertex 1 Z-coordinate {m}
53.005, !- Vertex 2 X-coordinate {m}
31.364, !- Vertex 2 Y-coordinate {m}
2.819, !- Vertex 2 Z-coordinate {m}
53.005, !- Vertex 3 X-coordinate {m}
28.164, !- Vertex 3 Y-coordinate {m}
2.819, !- Vertex 3 Z-coordinate {m}
53.005, !- Vertex 4 X-coordinate {m}
28.164, !- Vertex 4 Y-coordinate {m}
4.885, !- Vertex 4 Z-coordinate {m}
, !- Vertex 5 X-coordinate {m}
, !- Vertex 5 Y-coordinate {m}
, !- Vertex 5 Z-coordinate {m}
, !- Vertex 6 X-coordinate {m}
, !- Vertex 6 Y-coordinate {m}
, !- Vertex 6 Z-coordinate {m}
, !- Vertex 7 X-coordinate {m}
, !- Vertex 7 Y-coordinate {m}
, !- Vertex 7 Z-coordinate {m}
, !- Vertex 8 X-coordinate {m}
, !- Vertex 8 Y-coordinate {m}
, !- Vertex 8 Z-coordinate {m}
, !- Vertex 9 X-coordinate {m}
, !- Vertex 9 Y-coordinate {m}
, !- Vertex 9 Z-coordinate {m}
, !- Vertex 10 X-coordinate {m}
, !- Vertex 10 Y-coordinate {m}
, !- Vertex 10 Z-coordinate {m}
, !- Vertex 11 X-coordinate {m}
, !- Vertex 11 Y-coordinate {m}
, !- Vertex 11 Z-coordinate {m}
, !- Vertex 12 X-coordinate {m}
, !- Vertex 12 Y-coordinate {m}
, !- Vertex 12 Z-coordinate {m}
, !- Vertex 13 X-coordinate {m}
, !- Vertex 13 Y-coordinate {m}
, !- Vertex 13 Z-coordinate {m}
, !- Vertex 14 X-coordinate {m}
, !- Vertex 14 Y-coordinate {m}
, !- Vertex 14 Z-coordinate {m}
, !- Vertex 15 X-coordinate {m}
, !- Vertex 15 Y-coordinate {m}
, !- Vertex 15 Z-coordinate {m}
, !- Vertex 16 X-coordinate {m}
, !- Vertex 16 Y-coordinate {m}
, !- Vertex 16 Z-coordinate {m}
, !- Vertex 17 X-coordinate {m}
, !- Vertex 17 Y-coordinate {m}
, !- Vertex 17 Z-coordinate {m}
, !- Vertex 18 X-coordinate {m}
, !- Vertex 18 Y-coordinate {m}
, !- Vertex 18 Z-coordinate {m}
, !- Vertex 19 X-coordinate {m}
, !- Vertex 19 Y-coordinate {m}
, !- Vertex 19 Z-coordinate {m}
, !- Vertex 20 X-coordinate {m}
, !- Vertex 20 Y-coordinate {m}
; !- Vertex 20 Z-coordinate {m}
BuildingSurface:Detailed,
L1S2-Checkout_Srf_5, !- Name
Wall, !- Surface Type
Hole, !- Construction Name
L1S2-Checkout Thermal Zone, !- Zone Name
Surface, !- Outside Boundary Condition
L1S2-AislesWest_Srf_4, !- Outside Boundary Condition Object
NoSun, !- Sun Exposure
NoWind, !- Wind Exposure
, !- View Factor to Ground
4, !- Number of Vertices
53.005, !- Vertex 1 X-coordinate {m}
28.164, !- Vertex 1 Y-coordinate {m}
4.885, !- Vertex 1 Z-coordinate {m}
53.005, !- Vertex 2 X-coordinate {m}
28.164, !- Vertex 2 Y-coordinate {m}
2.819, !- Vertex 2 Z-coordinate {m}
52.182, !- Vertex 3 X-coordinate {m}
28.164, !- Vertex 3 Y-coordinate {m}
2.819, !- Vertex 3 Z-coordinate {m}
52.182, !- Vertex 4 X-coordinate {m}
28.164, !- Vertex 4 Y-coordinate {m}
4.77, !- Vertex 4 Z-coordinate {m}
, !- Vertex 5 X-coordinate {m}
, !- Vertex 5 Y-coordinate {m}
, !- Vertex 5 Z-coordinate {m}
, !- Vertex 6 X-coordinate {m}
, !- Vertex 6 Y-coordinate {m}
, !- Vertex 6 Z-coordinate {m}
, !- Vertex 7 X-coordinate {m}
, !- Vertex 7 Y-coordinate {m}
, !- Vertex 7 Z-coordinate {m}
, !- Vertex 8 X-coordinate {m}
, !- Vertex 8 Y-coordinate {m}
, !- Vertex 8 Z-coordinate {m}
, !- Vertex 9 X-coordinate {m}
, !- Vertex 9 Y-coordinate {m}
, !- Vertex 9 Z-coordinate {m}
, !- Vertex 10 X-coordinate {m}
, !- Vertex 10 Y-coordinate {m}
, !- Vertex 10 Z-coordinate {m}
, !- Vertex 11 X-coordinate {m}
, !- Vertex 11 Y-coordinate {m}
, !- Vertex 11 Z-coordinate {m}
, !- Vertex 12 X-coordinate {m}
, !- Vertex 12 Y-coordinate {m}
, !- Vertex 12 Z-coordinate {m}
, !- Vertex 13 X-coordinate {m}
, !- Vertex 13 Y-coordinate {m}
, !- Vertex 13 Z-coordinate {m}
, !- Vertex 14 X-coordinate {m}
, !- Vertex 14 Y-coordinate {m}
, !- Vertex 14 Z-coordinate {m}
, !- Vertex 15 X-coordinate {m}
, !- Vertex 15 Y-coordinate {m}
, !- Vertex 15 Z-coordinate {m}
, !- Vertex 16 X-coordinate {m}
, !- Vertex 16 Y-coordinate {m}
, !- Vertex 16 Z-coordinate {m}
, !- Vertex 17 X-coordinate {m}
, !- Vertex 17 Y-coordinate {m}
, !- Vertex 17 Z-coordinate {m}
, !- Vertex 18 X-coordinate {m}
, !- Vertex 18 Y-coordinate {m}
, !- Vertex 18 Z-coordinate {m}
, !- Vertex 19 X-coordinate {m}
, !- Vertex 19 Y-coordinate {m}
, !- Vertex 19 Z-coordinate {m}
, !- Vertex 20 X-coordinate {m}
, !- Vertex 20 Y-coordinate {m}
; !- Vertex 20 Z-coordinate {m}
BuildingSurface:Detailed,
L1S2-Checkout_Srf_6, !- Name
Wall, !- Surface Type
Hole, !- Construction Name
L1S2-Checkout Thermal Zone, !- Zone Name
Surface, !- Outside Boundary Condition
L1S2-AislesWest_Srf_5, !- Outside Boundary Condition Object
NoSun, !- Sun Exposure
NoWind, !- Wind Exposure
, !- View Factor to Ground
4, !- Number of Vertices
52.182, !- Vertex 1 X-coordinate {m}
28.164, !- Vertex 1 Y-coordinate {m}
4.77, !- Vertex 1 Z-coordinate {m}
52.182, !- Vertex 2 X-coordinate {m}
28.164, !- Vertex 2 Y-coordinate {m}
2.819, !- Vertex 2 Z-coordinate {m}
52.182, !- Vertex 3 X-coordinate {m}
26.949, !- Vertex 3 Y-coordinate {m}
2.819, !- Vertex 3 Z-coordinate {m}
52.182, !- Vertex 4 X-coordinate {m}
26.949, !- Vertex 4 Y-coordinate {m}
4.77, !- Vertex 4 Z-coordinate {m}
, !- Vertex 5 X-coordinate {m}
, !- Vertex 5 Y-coordinate {m}
, !- Vertex 5 Z-coordinate {m}
, !- Vertex 6 X-coordinate {m}
, !- Vertex 6 Y-coordinate {m}
, !- Vertex 6 Z-coordinate {m}
, !- Vertex 7 X-coordinate {m}
, !- Vertex 7 Y-coordinate {m}
, !- Vertex 7 Z-coordinate {m}
, !- Vertex 8 X-coordinate {m}
, !- Vertex 8 Y-coordinate {m}
, !- Vertex 8 Z-coordinate {m}
, !- Vertex 9 X-coordinate {m}
, !- Vertex 9 Y-coordinate {m}
, !- Vertex 9 Z-coordinate {m}
, !- Vertex 10 X-coordinate {m}
, !- Vertex 10 Y-coordinate {m}
, !- Vertex 10 Z-coordinate {m}
, !- Vertex 11 X-coordinate {m}
, !- Vertex 11 Y-coordinate {m}
, !- Vertex 11 Z-coordinate {m}
, !- Vertex 12 X-coordinate {m}
, !- Vertex 12 Y-coordinate {m}
, !- Vertex 12 Z-coordinate {m}
, !- Vertex 13 X-coordinate {m}
, !- Vertex 13 Y-coordinate {m}
, !- Vertex 13 Z-coordinate {m}
, !- Vertex 14 X-coordinate {m}
, !- Vertex 14 Y-coordinate {m}
, !- Vertex 14 Z-coordinate {m}
, !- Vertex 15 X-coordinate {m}
, !- Vertex 15 Y-coordinate {m}
, !- Vertex 15 Z-coordinate {m}
, !- Vertex 16 X-coordinate {m}
, !- Vertex 16 Y-coordinate {m}
, !- Vertex 16 Z-coordinate {m}
, !- Vertex 17 X-coordinate {m}
, !- Vertex 17 Y-coordinate {m}
, !- Vertex 17 Z-coordinate {m}
, !- Vertex 18 X-coordinate {m}
, !- Vertex 18 Y-coordinate {m}
, !- Vertex 18 Z-coordinate {m}
, !- Vertex 19 X-coordinate {m}
, !- Vertex 19 Y-coordinate {m}
, !- Vertex 19 Z-coordinate {m}
, !- Vertex 20 X-coordinate {m}
, !- Vertex 20 Y-coordinate {m}
; !- Vertex 20 Z-coordinate {m}
BuildingSurface:Detailed,
L1S2-Checkout_Srf_7, !- Name
Wall, !- Surface Type
Hole, !- Construction Name
L1S2-Checkout Thermal Zone, !- Zone Name
Surface, !- Outside Boundary Condition
L1S2-AislesWest_Srf_8, !- Outside Boundary Condition Object
NoSun, !- Sun Exposure
NoWind, !- Wind Exposure
, !- View Factor to Ground
4, !- Number of Vertices
52.182, !- Vertex 1 X-coordinate {m}
26.949, !- Vertex 1 Y-coordinate {m}
4.77, !- Vertex 1 Z-coordinate {m}
52.182, !- Vertex 2 X-coordinate {m}
26.949, !- Vertex 2 Y-coordinate {m}
2.819, !- Vertex 2 Z-coordinate {m}
52.192, !- Vertex 3 X-coordinate {m}
25.878, !- Vertex 3 Y-coordinate {m}
2.819, !- Vertex 3 Z-coordinate {m}
52.192, !- Vertex 4 X-coordinate {m}
25.878, !- Vertex 4 Y-coordinate {m}
4.771, !- Vertex 4 Z-coordinate {m}
, !- Vertex 5 X-coordinate {m}
, !- Vertex 5 Y-coordinate {m}
, !- Vertex 5 Z-coordinate {m}
, !- Vertex 6 X-coordinate {m}
, !- Vertex 6 Y-coordinate {m}
, !- Vertex 6 Z-coordinate {m}
, !- Vertex 7 X-coordinate {m}
, !- Vertex 7 Y-coordinate {m}
, !- Vertex 7 Z-coordinate {m}
, !- Vertex 8 X-coordinate {m}
, !- Vertex 8 Y-coordinate {m}
, !- Vertex 8 Z-coordinate {m}
, !- Vertex 9 X-coordinate {m}
, !- Vertex 9 Y-coordinate {m}
, !- Vertex 9 Z-coordinate {m}
, !- Vertex 10 X-coordinate {m}
, !- Vertex 10 Y-coordinate {m}
, !- Vertex 10 Z-coordinate {m}
, !- Vertex 11 X-coordinate {m}
, !- Vertex 11 Y-coordinate {m}
, !- Vertex 11 Z-coordinate {m}
, !- Vertex 12 X-coordinate {m}
, !- Vertex 12 Y-coordinate {m}
, !- Vertex 12 Z-coordinate {m}
, !- Vertex 13 X-coordinate {m}
, !- Vertex 13 Y-coordinate {m}
, !- Vertex 13 Z-coordinate {m}
, !- Vertex 14 X-coordinate {m}
, !- Vertex 14 Y-coordinate {m}
, !- Vertex 14 Z-coordinate {m}
, !- Vertex 15 X-coordinate {m}
, !- Vertex 15 Y-coordinate {m}
, !- Vertex 15 Z-coordinate {m}
, !- Vertex 16 X-coordinate {m}
, !- Vertex 16 Y-coordinate {m}
, !- Vertex 16 Z-coordinate {m}
, !- Vertex 17 X-coordinate {m}
, !- Vertex 17 Y-coordinate {m}
, !- Vertex 17 Z-coordinate {m}
, !- Vertex 18 X-coordinate {m}
, !- Vertex 18 Y-coordinate {m}
, !- Vertex 18 Z-coordinate {m}
, !- Vertex 19 X-coordinate {m}
, !- Vertex 19 Y-coordinate {m}
, !- Vertex 19 Z-coordinate {m}
, !- Vertex 20 X-coordinate {m}
, !- Vertex 20 Y-coordinate {m}
; !- Vertex 20 Z-coordinate {m}
BuildingSurface:Detailed,
L1S2-Checkout_Srf_8, !- Name
Wall, !- Surface Type
Wall_Exterior, !- Construction Name
L1S2-Checkout Thermal Zone, !- Zone Name
Outdoors, !- Outside Boundary Condition
, !- Outside Boundary Condition Object
SunExposed, !- Sun Exposure
WindExposed, !- Wind Exposure
, !- View Factor to Ground
5, !- Number of Vertices
52.192, !- Vertex 1 X-coordinate {m}
25.878, !- Vertex 1 Y-coordinate {m}
4.771, !- Vertex 1 Z-coordinate {m}
52.192, !- Vertex 2 X-coordinate {m}
25.878, !- Vertex 2 Y-coordinate {m}
2.819, !- Vertex 2 Z-coordinate {m}
71.841, !- Vertex 3 X-coordinate {m}
25.878, !- Vertex 3 Y-coordinate {m}
2.819, !- Vertex 3 Z-coordinate {m}
71.841, !- Vertex 4 X-coordinate {m}
25.878, !- Vertex 4 Y-coordinate {m}
3.914, !- Vertex 4 Z-coordinate {m}
58.947, !- Vertex 5 X-coordinate {m}
25.878, !- Vertex 5 Y-coordinate {m}
5.715, !- Vertex 5 Z-coordinate {m}
, !- Vertex 6 X-coordinate {m}
, !- Vertex 6 Y-coordinate {m}
, !- Vertex 6 Z-coordinate {m}
, !- Vertex 7 X-coordinate {m}
, !- Vertex 7 Y-coordinate {m}
, !- Vertex 7 Z-coordinate {m}
, !- Vertex 8 X-coordinate {m}
, !- Vertex 8 Y-coordinate {m}
, !- Vertex 8 Z-coordinate {m}
, !- Vertex 9 X-coordinate {m}
, !- Vertex 9 Y-coordinate {m}
, !- Vertex 9 Z-coordinate {m}
, !- Vertex 10 X-coordinate {m}
, !- Vertex 10 Y-coordinate {m}
, !- Vertex 10 Z-coordinate {m}
, !- Vertex 11 X-coordinate {m}
, !- Vertex 11 Y-coordinate {m}
, !- Vertex 11 Z-coordinate {m}
, !- Vertex 12 X-coordinate {m}
, !- Vertex 12 Y-coordinate {m}
, !- Vertex 12 Z-coordinate {m}
, !- Vertex 13 X-coordinate {m}
, !- Vertex 13 Y-coordinate {m}
, !- Vertex 13 Z-coordinate {m}
, !- Vertex 14 X-coordinate {m}
, !- Vertex 14 Y-coordinate {m}
, !- Vertex 14 Z-coordinate {m}
, !- Vertex 15 X-coordinate {m}
, !- Vertex 15 Y-coordinate {m}
, !- Vertex 15 Z-coordinate {m}
, !- Vertex 16 X-coordinate {m}
, !- Vertex 16 Y-coordinate {m}
, !- Vertex 16 Z-coordinate {m}
, !- Vertex 17 X-coordinate {m}
, !- Vertex 17 Y-coordinate {m}
, !- Vertex 17 Z-coordinate {m}
, !- Vertex 18 X-coordinate {m}
, !- Vertex 18 Y-coordinate {m}
, !- Vertex 18 Z-coordinate {m}
, !- Vertex 19 X-coordinate {m}
, !- Vertex 19 Y-coordinate {m}
, !- Vertex 19 Z-coordinate {m}
, !- Vertex 20 X-coordinate {m}
, !- Vertex 20 Y-coordinate {m}
; !- Vertex 20 Z-coordinate {m}
BuildingSurface:Detailed,
L1S2-Checkout_Srf_9, !- Name
Wall, !- Surface Type
Wall_Exterior, !- Construction Name
L1S2-Checkout Thermal Zone, !- Zone Name
Outdoors, !- Outside Boundary Condition
, !- Outside Boundary Condition Object
SunExposed, !- Sun Exposure
WindExposed, !- Wind Exposure
, !- View Factor to Ground
5, !- Number of Vertices
70.439, !- Vertex 1 X-coordinate {m}
31.364, !- Vertex 1 Y-coordinate {m}
4.11, !- Vertex 1 Z-coordinate {m}
70.439, !- Vertex 2 X-coordinate {m}
31.364, !- Vertex 2 Y-coordinate {m}
2.819, !- Vertex 2 Z-coordinate {m}
53.005, !- Vertex 3 X-coordinate {m}
31.364, !- Vertex 3 Y-coordinate {m}
2.819, !- Vertex 3 Z-coordinate {m}
53.005, !- Vertex 4 X-coordinate {m}
31.364, !- Vertex 4 Y-coordinate {m}
4.885, !- Vertex 4 Z-coordinate {m}
58.947, !- Vertex 5 X-coordinate {m}
31.364, !- Vertex 5 Y-coordinate {m}
5.715, !- Vertex 5 Z-coordinate {m}
, !- Vertex 6 X-coordinate {m}
, !- Vertex 6 Y-coordinate {m}
, !- Vertex 6 Z-coordinate {m}
, !- Vertex 7 X-coordinate {m}
, !- Vertex 7 Y-coordinate {m}
, !- Vertex 7 Z-coordinate {m}
, !- Vertex 8 X-coordinate {m}
, !- Vertex 8 Y-coordinate {m}
, !- Vertex 8 Z-coordinate {m}
, !- Vertex 9 X-coordinate {m}
, !- Vertex 9 Y-coordinate {m}
, !- Vertex 9 Z-coordinate {m}
, !- Vertex 10 X-coordinate {m}
, !- Vertex 10 Y-coordinate {m}
, !- Vertex 10 Z-coordinate {m}
, !- Vertex 11 X-coordinate {m}
, !- Vertex 11 Y-coordinate {m}
, !- Vertex 11 Z-coordinate {m}
, !- Vertex 12 X-coordinate {m}
, !- Vertex 12 Y-coordinate {m}
, !- Vertex 12 Z-coordinate {m}
, !- Vertex 13 X-coordinate {m}
, !- Vertex 13 Y-coordinate {m}
, !- Vertex 13 Z-coordinate {m}
, !- Vertex 14 X-coordinate {m}
, !- Vertex 14 Y-coordinate {m}
, !- Vertex 14 Z-coordinate {m}
, !- Vertex 15 X-coordinate {m}
, !- Vertex 15 Y-coordinate {m}
, !- Vertex 15 Z-coordinate {m}
, !- Vertex 16 X-coordinate {m}
, !- Vertex 16 Y-coordinate {m}
, !- Vertex 16 Z-coordinate {m}
, !- Vertex 17 X-coordinate {m}
, !- Vertex 17 Y-coordinate {m}
, !- Vertex 17 Z-coordinate {m}
, !- Vertex 18 X-coordinate {m}
, !- Vertex 18 Y-coordinate {m}
, !- Vertex 18 Z-coordinate {m}
, !- Vertex 19 X-coordinate {m}
, !- Vertex 19 Y-coordinate {m}
, !- Vertex 19 Z-coordinate {m}
, !- Vertex 20 X-coordinate {m}
, !- Vertex 20 Y-coordinate {m}
; !- Vertex 20 Z-coordinate {m}
BuildingSurface:Detailed,
L1S2-LoadingBOH_Srf_0, !- Name
Floor, !- Surface Type
Hole, !- Construction Name
L1S2-LoadingBOH Thermal Zone, !- Zone Name
outdoors, !- Outside Boundary Condition
, !- Outside Boundary Condition Object
SunExposed, !- Sun Exposure
WindExposed, !- Wind Exposure
, !- View Factor to Ground
6, !- Number of Vertices
43.312, !- Vertex 1 X-coordinate {m}
50.963, !- Vertex 1 Y-coordinate {m}
2.819, !- Vertex 1 Z-coordinate {m}
43.312, !- Vertex 2 X-coordinate {m}
41.575, !- Vertex 2 Y-coordinate {m}
2.819, !- Vertex 2 Z-coordinate {m}
44.444, !- Vertex 3 X-coordinate {m}
41.575, !- Vertex 3 Y-coordinate {m}
2.819, !- Vertex 3 Z-coordinate {m}
44.444, !- Vertex 4 X-coordinate {m}
25.878, !- Vertex 4 Y-coordinate {m}
2.819, !- Vertex 4 Z-coordinate {m}
38.222, !- Vertex 5 X-coordinate {m}
25.878, !- Vertex 5 Y-coordinate {m}
2.819, !- Vertex 5 Z-coordinate {m}
38.222, !- Vertex 6 X-coordinate {m}
50.963, !- Vertex 6 Y-coordinate {m}
2.819, !- Vertex 6 Z-coordinate {m}
, !- Vertex 7 X-coordinate {m}
, !- Vertex 7 Y-coordinate {m}
, !- Vertex 7 Z-coordinate {m}
, !- Vertex 8 X-coordinate {m}
, !- Vertex 8 Y-coordinate {m}
, !- Vertex 8 Z-coordinate {m}
, !- Vertex 9 X-coordinate {m}
, !- Vertex 9 Y-coordinate {m}
, !- Vertex 9 Z-coordinate {m}
, !- Vertex 10 X-coordinate {m}
, !- Vertex 10 Y-coordinate {m}
, !- Vertex 10 Z-coordinate {m}
, !- Vertex 11 X-coordinate {m}
, !- Vertex 11 Y-coordinate {m}
, !- Vertex 11 Z-coordinate {m}
, !- Vertex 12 X-coordinate {m}
, !- Vertex 12 Y-coordinate {m}
, !- Vertex 12 Z-coordinate {m}
, !- Vertex 13 X-coordinate {m}
, !- Vertex 13 Y-coordinate {m}
, !- Vertex 13 Z-coordinate {m}
, !- Vertex 14 X-coordinate {m}
, !- Vertex 14 Y-coordinate {m}
, !- Vertex 14 Z-coordinate {m}
, !- Vertex 15 X-coordinate {m}
, !- Vertex 15 Y-coordinate {m}
, !- Vertex 15 Z-coordinate {m}
, !- Vertex 16 X-coordinate {m}
, !- Vertex 16 Y-coordinate {m}
, !- Vertex 16 Z-coordinate {m}
, !- Vertex 17 X-coordinate {m}
, !- Vertex 17 Y-coordinate {m}
, !- Vertex 17 Z-coordinate {m}
, !- Vertex 18 X-coordinate {m}
, !- Vertex 18 Y-coordinate {m}
, !- Vertex 18 Z-coordinate {m}
, !- Vertex 19 X-coordinate {m}
, !- Vertex 19 Y-coordinate {m}
, !- Vertex 19 Z-coordinate {m}
, !- Vertex 20 X-coordinate {m}
, !- Vertex 20 Y-coordinate {m}
; !- Vertex 20 Z-coordinate {m}
BuildingSurface:Detailed,
L1S2-LoadingBOH_Srf_1, !- Name
Wall, !- Surface Type
Wall_Exterior, !- Construction Name
L1S2-LoadingBOH Thermal Zone, !- Zone Name
Outdoors, !- Outside Boundary Condition
, !- Outside Boundary Condition Object
SunExposed, !- Sun Exposure
WindExposed, !- Wind Exposure
, !- View Factor to Ground
3, !- Number of Vertices
43.312, !- Vertex 1 X-coordinate {m}
50.963, !- Vertex 1 Y-coordinate {m}
3.531, !- Vertex 1 Z-coordinate {m}
43.312, !- Vertex 2 X-coordinate {m}
50.963, !- Vertex 2 Y-coordinate {m}
2.819, !- Vertex 2 Z-coordinate {m}
38.222, !- Vertex 3 X-coordinate {m}
50.963, !- Vertex 3 Y-coordinate {m}
2.819, !- Vertex 3 Z-coordinate {m}
, !- Vertex 4 X-coordinate {m}
, !- Vertex 4 Y-coordinate {m}
, !- Vertex 4 Z-coordinate {m}
, !- Vertex 5 X-coordinate {m}
, !- Vertex 5 Y-coordinate {m}
, !- Vertex 5 Z-coordinate {m}
, !- Vertex 6 X-coordinate {m}
, !- Vertex 6 Y-coordinate {m}
, !- Vertex 6 Z-coordinate {m}
, !- Vertex 7 X-coordinate {m}
, !- Vertex 7 Y-coordinate {m}
, !- Vertex 7 Z-coordinate {m}
, !- Vertex 8 X-coordinate {m}
, !- Vertex 8 Y-coordinate {m}
, !- Vertex 8 Z-coordinate {m}
, !- Vertex 9 X-coordinate {m}
, !- Vertex 9 Y-coordinate {m}
, !- Vertex 9 Z-coordinate {m}
, !- Vertex 10 X-coordinate {m}
, !- Vertex 10 Y-coordinate {m}
, !- Vertex 10 Z-coordinate {m}
, !- Vertex 11 X-coordinate {m}
, !- Vertex 11 Y-coordinate {m}
, !- Vertex 11 Z-coordinate {m}
, !- Vertex 12 X-coordinate {m}
, !- Vertex 12 Y-coordinate {m}
, !- Vertex 12 Z-coordinate {m}
, !- Vertex 13 X-coordinate {m}
, !- Vertex 13 Y-coordinate {m}
, !- Vertex 13 Z-coordinate {m}
, !- Vertex 14 X-coordinate {m}
, !- Vertex 14 Y-coordinate {m}
, !- Vertex 14 Z-coordinate {m}
, !- Vertex 15 X-coordinate {m}
, !- Vertex 15 Y-coordinate {m}
, !- Vertex 15 Z-coordinate {m}
, !- Vertex 16 X-coordinate {m}
, !- Vertex 16 Y-coordinate {m}
, !- Vertex 16 Z-coordinate {m}
, !- Vertex 17 X-coordinate {m}
, !- Vertex 17 Y-coordinate {m}
, !- Vertex 17 Z-coordinate {m}
, !- Vertex 18 X-coordinate {m}
, !- Vertex 18 Y-coordinate {m}
, !- Vertex 18 Z-coordinate {m}
, !- Vertex 19 X-coordinate {m}
, !- Vertex 19 Y-coordinate {m}
, !- Vertex 19 Z-coordinate {m}
, !- Vertex 20 X-coordinate {m}
, !- Vertex 20 Y-coordinate {m}
; !- Vertex 20 Z-coordinate {m}
BuildingSurface:Detailed,
L1S2-LoadingBOH_Srf_2, !- Name
Wall, !- Surface Type
Hole, !- Construction Name
L1S2-LoadingBOH Thermal Zone, !- Zone Name
Surface, !- Outside Boundary Condition
L1S2-AislesWest_Srf_2, !- Outside Boundary Condition Object
NoSun, !- Sun Exposure
NoWind, !- Wind Exposure
, !- View Factor to Ground
4, !- Number of Vertices
44.444, !- Vertex 1 X-coordinate {m}
41.575, !- Vertex 1 Y-coordinate {m}
3.689, !- Vertex 1 Z-coordinate {m}
44.444, !- Vertex 2 X-coordinate {m}
41.575, !- Vertex 2 Y-coordinate {m}
2.819, !- Vertex 2 Z-coordinate {m}
43.312, !- Vertex 3 X-coordinate {m}
41.575, !- Vertex 3 Y-coordinate {m}
2.819, !- Vertex 3 Z-coordinate {m}
43.312, !- Vertex 4 X-coordinate {m}
41.575, !- Vertex 4 Y-coordinate {m}
3.531, !- Vertex 4 Z-coordinate {m}
, !- Vertex 5 X-coordinate {m}
, !- Vertex 5 Y-coordinate {m}
, !- Vertex 5 Z-coordinate {m}
, !- Vertex 6 X-coordinate {m}
, !- Vertex 6 Y-coordinate {m}
, !- Vertex 6 Z-coordinate {m}
, !- Vertex 7 X-coordinate {m}
, !- Vertex 7 Y-coordinate {m}
, !- Vertex 7 Z-coordinate {m}
, !- Vertex 8 X-coordinate {m}
, !- Vertex 8 Y-coordinate {m}
, !- Vertex 8 Z-coordinate {m}
, !- Vertex 9 X-coordinate {m}
, !- Vertex 9 Y-coordinate {m}
, !- Vertex 9 Z-coordinate {m}
, !- Vertex 10 X-coordinate {m}
, !- Vertex 10 Y-coordinate {m}
, !- Vertex 10 Z-coordinate {m}
, !- Vertex 11 X-coordinate {m}
, !- Vertex 11 Y-coordinate {m}
, !- Vertex 11 Z-coordinate {m}
, !- Vertex 12 X-coordinate {m}
, !- Vertex 12 Y-coordinate {m}
, !- Vertex 12 Z-coordinate {m}
, !- Vertex 13 X-coordinate {m}
, !- Vertex 13 Y-coordinate {m}
, !- Vertex 13 Z-coordinate {m}
, !- Vertex 14 X-coordinate {m}
, !- Vertex 14 Y-coordinate {m}
, !- Vertex 14 Z-coordinate {m}
, !- Vertex 15 X-coordinate {m}
, !- Vertex 15 Y-coordinate {m}
, !- Vertex 15 Z-coordinate {m}
, !- Vertex 16 X-coordinate {m}
, !- Vertex 16 Y-coordinate {m}
, !- Vertex 16 Z-coordinate {m}
, !- Vertex 17 X-coordinate {m}
, !- Vertex 17 Y-coordinate {m}
, !- Vertex 17 Z-coordinate {m}
, !- Vertex 18 X-coordinate {m}
, !- Vertex 18 Y-coordinate {m}
, !- Vertex 18 Z-coordinate {m}
, !- Vertex 19 X-coordinate {m}
, !- Vertex 19 Y-coordinate {m}
, !- Vertex 19 Z-coordinate {m}
, !- Vertex 20 X-coordinate {m}
, !- Vertex 20 Y-coordinate {m}
; !- Vertex 20 Z-coordinate {m}
BuildingSurface:Detailed,
L1S2-LoadingBOH_Srf_3, !- Name
Wall, !- Surface Type
Wall_Exterior, !- Construction Name
L1S2-LoadingBOH Thermal Zone, !- Zone Name
Outdoors, !- Outside Boundary Condition
, !- Outside Boundary Condition Object
SunExposed, !- Sun Exposure
WindExposed, !- Wind Exposure
, !- View Factor to Ground
3, !- Number of Vertices
38.222, !- Vertex 1 X-coordinate {m}
25.878, !- Vertex 1 Y-coordinate {m}
2.819, !- Vertex 1 Z-coordinate {m}
44.444, !- Vertex 2 X-coordinate {m}
25.878, !- Vertex 2 Y-coordinate {m}
2.819, !- Vertex 2 Z-coordinate {m}
44.444, !- Vertex 3 X-coordinate {m}
25.878, !- Vertex 3 Y-coordinate {m}
3.689, !- Vertex 3 Z-coordinate {m}
, !- Vertex 4 X-coordinate {m}
, !- Vertex 4 Y-coordinate {m}
, !- Vertex 4 Z-coordinate {m}
, !- Vertex 5 X-coordinate {m}
, !- Vertex 5 Y-coordinate {m}
, !- Vertex 5 Z-coordinate {m}
, !- Vertex 6 X-coordinate {m}
, !- Vertex 6 Y-coordinate {m}
, !- Vertex 6 Z-coordinate {m}
, !- Vertex 7 X-coordinate {m}
, !- Vertex 7 Y-coordinate {m}
, !- Vertex 7 Z-coordinate {m}
, !- Vertex 8 X-coordinate {m}
, !- Vertex 8 Y-coordinate {m}
, !- Vertex 8 Z-coordinate {m}
, !- Vertex 9 X-coordinate {m}
, !- Vertex 9 Y-coordinate {m}
, !- Vertex 9 Z-coordinate {m}
, !- Vertex 10 X-coordinate {m}
, !- Vertex 10 Y-coordinate {m}
, !- Vertex 10 Z-coordinate {m}
, !- Vertex 11 X-coordinate {m}
, !- Vertex 11 Y-coordinate {m}
, !- Vertex 11 Z-coordinate {m}
, !- Vertex 12 X-coordinate {m}
, !- Vertex 12 Y-coordinate {m}
, !- Vertex 12 Z-coordinate {m}
, !- Vertex 13 X-coordinate {m}
, !- Vertex 13 Y-coordinate {m}
, !- Vertex 13 Z-coordinate {m}
, !- Vertex 14 X-coordinate {m}
, !- Vertex 14 Y-coordinate {m}
, !- Vertex 14 Z-coordinate {m}
, !- Vertex 15 X-coordinate {m}
, !- Vertex 15 Y-coordinate {m}
, !- Vertex 15 Z-coordinate {m}
, !- Vertex 16 X-coordinate {m}
, !- Vertex 16 Y-coordinate {m}
, !- Vertex 16 Z-coordinate {m}
, !- Vertex 17 X-coordinate {m}
, !- Vertex 17 Y-coordinate {m}
, !- Vertex 17 Z-coordinate {m}
, !- Vertex 18 X-coordinate {m}
, !- Vertex 18 Y-coordinate {m}
, !- Vertex 18 Z-coordinate {m}
, !- Vertex 19 X-coordinate {m}
, !- Vertex 19 Y-coordinate {m}
, !- Vertex 19 Z-coordinate {m}
, !- Vertex 20 X-coordinate {m}
, !- Vertex 20 Y-coordinate {m}
; !- Vertex 20 Z-coordinate {m}
BuildingSurface:Detailed,
L1S2-LoadingBOH_Srf_4, !- Name
Wall, !- Surface Type
Hole, !- Construction Name
L1S2-LoadingBOH Thermal Zone, !- Zone Name
Surface, !- Outside Boundary Condition
L1S2-AislesWest_Srf_10, !- Outside Boundary Condition Object
NoSun, !- Sun Exposure
NoWind, !- Wind Exposure
, !- View Factor to Ground
4, !- Number of Vertices
43.312, !- Vertex 1 X-coordinate {m}
41.575, !- Vertex 1 Y-coordinate {m}
3.531, !- Vertex 1 Z-coordinate {m}
43.312, !- Vertex 2 X-coordinate {m}
41.575, !- Vertex 2 Y-coordinate {m}
2.819, !- Vertex 2 Z-coordinate {m}
43.312, !- Vertex 3 X-coordinate {m}
50.963, !- Vertex 3 Y-coordinate {m}
2.819, !- Vertex 3 Z-coordinate {m}
43.312, !- Vertex 4 X-coordinate {m}
50.963, !- Vertex 4 Y-coordinate {m}
3.531, !- Vertex 4 Z-coordinate {m}
, !- Vertex 5 X-coordinate {m}
, !- Vertex 5 Y-coordinate {m}
, !- Vertex 5 Z-coordinate {m}
, !- Vertex 6 X-coordinate {m}
, !- Vertex 6 Y-coordinate {m}
, !- Vertex 6 Z-coordinate {m}
, !- Vertex 7 X-coordinate {m}
, !- Vertex 7 Y-coordinate {m}
, !- Vertex 7 Z-coordinate {m}
, !- Vertex 8 X-coordinate {m}
, !- Vertex 8 Y-coordinate {m}
, !- Vertex 8 Z-coordinate {m}
, !- Vertex 9 X-coordinate {m}
, !- Vertex 9 Y-coordinate {m}
, !- Vertex 9 Z-coordinate {m}
, !- Vertex 10 X-coordinate {m}
, !- Vertex 10 Y-coordinate {m}
, !- Vertex 10 Z-coordinate {m}
, !- Vertex 11 X-coordinate {m}
, !- Vertex 11 Y-coordinate {m}
, !- Vertex 11 Z-coordinate {m}
, !- Vertex 12 X-coordinate {m}
, !- Vertex 12 Y-coordinate {m}
, !- Vertex 12 Z-coordinate {m}
, !- Vertex 13 X-coordinate {m}
, !- Vertex 13 Y-coordinate {m}
, !- Vertex 13 Z-coordinate {m}
, !- Vertex 14 X-coordinate {m}
, !- Vertex 14 Y-coordinate {m}
, !- Vertex 14 Z-coordinate {m}
, !- Vertex 15 X-coordinate {m}
, !- Vertex 15 Y-coordinate {m}
, !- Vertex 15 Z-coordinate {m}
, !- Vertex 16 X-coordinate {m}
, !- Vertex 16 Y-coordinate {m}
, !- Vertex 16 Z-coordinate {m}
, !- Vertex 17 X-coordinate {m}
, !- Vertex 17 Y-coordinate {m}
, !- Vertex 17 Z-coordinate {m}
, !- Vertex 18 X-coordinate {m}
, !- Vertex 18 Y-coordinate {m}
, !- Vertex 18 Z-coordinate {m}
, !- Vertex 19 X-coordinate {m}
, !- Vertex 19 Y-coordinate {m}
, !- Vertex 19 Z-coordinate {m}
, !- Vertex 20 X-coordinate {m}
, !- Vertex 20 Y-coordinate {m}
; !- Vertex 20 Z-coordinate {m}
BuildingSurface:Detailed,
L1S2-LoadingBOH_Srf_5, !- Name
Wall, !- Surface Type
Wall_Exterior, !- Construction Name
L1S2-LoadingBOH Thermal Zone, !- Zone Name
Outdoors, !- Outside Boundary Condition
, !- Outside Boundary Condition Object
SunExposed, !- Sun Exposure
WindExposed, !- Wind Exposure
, !- View Factor to Ground
4, !- Number of Vertices
44.444, !- Vertex 1 X-coordinate {m}
25.878, !- Vertex 1 Y-coordinate {m}
3.689, !- Vertex 1 Z-coordinate {m}
44.444, !- Vertex 2 X-coordinate {m}
25.878, !- Vertex 2 Y-coordinate {m}
2.819, !- Vertex 2 Z-coordinate {m}
44.444, !- Vertex 3 X-coordinate {m}
41.575, !- Vertex 3 Y-coordinate {m}
2.819, !- Vertex 3 Z-coordinate {m}
44.444, !- Vertex 4 X-coordinate {m}
41.575, !- Vertex 4 Y-coordinate {m}
3.689, !- Vertex 4 Z-coordinate {m}
, !- Vertex 5 X-coordinate {m}
, !- Vertex 5 Y-coordinate {m}
, !- Vertex 5 Z-coordinate {m}
, !- Vertex 6 X-coordinate {m}
, !- Vertex 6 Y-coordinate {m}
, !- Vertex 6 Z-coordinate {m}
, !- Vertex 7 X-coordinate {m}
, !- Vertex 7 Y-coordinate {m}
, !- Vertex 7 Z-coordinate {m}
, !- Vertex 8 X-coordinate {m}
, !- Vertex 8 Y-coordinate {m}
, !- Vertex 8 Z-coordinate {m}
, !- Vertex 9 X-coordinate {m}
, !- Vertex 9 Y-coordinate {m}
, !- Vertex 9 Z-coordinate {m}
, !- Vertex 10 X-coordinate {m}
, !- Vertex 10 Y-coordinate {m}
, !- Vertex 10 Z-coordinate {m}
, !- Vertex 11 X-coordinate {m}
, !- Vertex 11 Y-coordinate {m}
, !- Vertex 11 Z-coordinate {m}
, !- Vertex 12 X-coordinate {m}
, !- Vertex 12 Y-coordinate {m}
, !- Vertex 12 Z-coordinate {m}
, !- Vertex 13 X-coordinate {m}
, !- Vertex 13 Y-coordinate {m}
, !- Vertex 13 Z-coordinate {m}
, !- Vertex 14 X-coordinate {m}
, !- Vertex 14 Y-coordinate {m}
, !- Vertex 14 Z-coordinate {m}
, !- Vertex 15 X-coordinate {m}
, !- Vertex 15 Y-coordinate {m}
, !- Vertex 15 Z-coordinate {m}
, !- Vertex 16 X-coordinate {m}
, !- Vertex 16 Y-coordinate {m}
, !- Vertex 16 Z-coordinate {m}
, !- Vertex 17 X-coordinate {m}
, !- Vertex 17 Y-coordinate {m}
, !- Vertex 17 Z-coordinate {m}
, !- Vertex 18 X-coordinate {m}
, !- Vertex 18 Y-coordinate {m}
, !- Vertex 18 Z-coordinate {m}
, !- Vertex 19 X-coordinate {m}
, !- Vertex 19 Y-coordinate {m}
, !- Vertex 19 Z-coordinate {m}
, !- Vertex 20 X-coordinate {m}
, !- Vertex 20 Y-coordinate {m}
; !- Vertex 20 Z-coordinate {m}
BuildingSurface:Detailed,
L1S2-LoadingBOH_Srf_6, !- Name
Roof, !- Surface Type
Roof_BOH, !- Construction Name
L1S2-LoadingBOH Thermal Zone, !- Zone Name
Outdoors, !- Outside Boundary Condition
, !- Outside Boundary Condition Object
SunExposed, !- Sun Exposure
WindExposed, !- Wind Exposure
, !- View Factor to Ground
6, !- Number of Vertices
43.312, !- Vertex 1 X-coordinate {m}
50.963, !- Vertex 1 Y-coordinate {m}
3.531, !- Vertex 1 Z-coordinate {m}
38.222, !- Vertex 2 X-coordinate {m}
50.963, !- Vertex 2 Y-coordinate {m}
2.819, !- Vertex 2 Z-coordinate {m}
38.222, !- Vertex 3 X-coordinate {m}
25.878, !- Vertex 3 Y-coordinate {m}
2.819, !- Vertex 3 Z-coordinate {m}
44.444, !- Vertex 4 X-coordinate {m}
25.878, !- Vertex 4 Y-coordinate {m}
3.689, !- Vertex 4 Z-coordinate {m}
44.444, !- Vertex 5 X-coordinate {m}
41.575, !- Vertex 5 Y-coordinate {m}
3.689, !- Vertex 5 Z-coordinate {m}
43.312, !- Vertex 6 X-coordinate {m}
41.575, !- Vertex 6 Y-coordinate {m}
3.531, !- Vertex 6 Z-coordinate {m}
, !- Vertex 7 X-coordinate {m}
, !- Vertex 7 Y-coordinate {m}
, !- Vertex 7 Z-coordinate {m}
, !- Vertex 8 X-coordinate {m}
, !- Vertex 8 Y-coordinate {m}
, !- Vertex 8 Z-coordinate {m}
, !- Vertex 9 X-coordinate {m}
, !- Vertex 9 Y-coordinate {m}
, !- Vertex 9 Z-coordinate {m}
, !- Vertex 10 X-coordinate {m}
, !- Vertex 10 Y-coordinate {m}
, !- Vertex 10 Z-coordinate {m}
, !- Vertex 11 X-coordinate {m}
, !- Vertex 11 Y-coordinate {m}
, !- Vertex 11 Z-coordinate {m}
, !- Vertex 12 X-coordinate {m}
, !- Vertex 12 Y-coordinate {m}
, !- Vertex 12 Z-coordinate {m}
, !- Vertex 13 X-coordinate {m}
, !- Vertex 13 Y-coordinate {m}
, !- Vertex 13 Z-coordinate {m}
, !- Vertex 14 X-coordinate {m}
, !- Vertex 14 Y-coordinate {m}
, !- Vertex 14 Z-coordinate {m}
, !- Vertex 15 X-coordinate {m}
, !- Vertex 15 Y-coordinate {m}
, !- Vertex 15 Z-coordinate {m}
, !- Vertex 16 X-coordinate {m}
, !- Vertex 16 Y-coordinate {m}
, !- Vertex 16 Z-coordinate {m}
, !- Vertex 17 X-coordinate {m}
, !- Vertex 17 Y-coordinate {m}
, !- Vertex 17 Z-coordinate {m}
, !- Vertex 18 X-coordinate {m}
, !- Vertex 18 Y-coordinate {m}
, !- Vertex 18 Z-coordinate {m}
, !- Vertex 19 X-coordinate {m}
, !- Vertex 19 Y-coordinate {m}
, !- Vertex 19 Z-coordinate {m}
, !- Vertex 20 X-coordinate {m}
, !- Vertex 20 Y-coordinate {m}
; !- Vertex 20 Z-coordinate {m}
BuildingSurface:Detailed,
L1S2-ReachInPrepared_Srf_0, !- Name
Wall, !- Surface Type
Hole, !- Construction Name
L1S2-ReachInPrepared Thermal Zone, !- Zone Name
Surface, !- Outside Boundary Condition
L1S2-Bakery_Srf_1, !- Outside Boundary Condition Object
NoSun, !- Sun Exposure
NoWind, !- Wind Exposure
, !- View Factor to Ground
3, !- Number of Vertices
77.337, !- Vertex 1 X-coordinate {m}
29.209, !- Vertex 1 Y-coordinate {m}
3.146, !- Vertex 1 Z-coordinate {m}
77.337, !- Vertex 2 X-coordinate {m}
29.209, !- Vertex 2 Y-coordinate {m}
2.819, !- Vertex 2 Z-coordinate {m}
79.675, !- Vertex 3 X-coordinate {m}
29.209, !- Vertex 3 Y-coordinate {m}
2.819, !- Vertex 3 Z-coordinate {m}
, !- Vertex 4 X-coordinate {m}
, !- Vertex 4 Y-coordinate {m}
, !- Vertex 4 Z-coordinate {m}
, !- Vertex 5 X-coordinate {m}
, !- Vertex 5 Y-coordinate {m}
, !- Vertex 5 Z-coordinate {m}
, !- Vertex 6 X-coordinate {m}
, !- Vertex 6 Y-coordinate {m}
, !- Vertex 6 Z-coordinate {m}
, !- Vertex 7 X-coordinate {m}
, !- Vertex 7 Y-coordinate {m}
, !- Vertex 7 Z-coordinate {m}
, !- Vertex 8 X-coordinate {m}
, !- Vertex 8 Y-coordinate {m}
, !- Vertex 8 Z-coordinate {m}
, !- Vertex 9 X-coordinate {m}
, !- Vertex 9 Y-coordinate {m}
, !- Vertex 9 Z-coordinate {m}
, !- Vertex 10 X-coordinate {m}
, !- Vertex 10 Y-coordinate {m}
, !- Vertex 10 Z-coordinate {m}
, !- Vertex 11 X-coordinate {m}
, !- Vertex 11 Y-coordinate {m}
, !- Vertex 11 Z-coordinate {m}
, !- Vertex 12 X-coordinate {m}
, !- Vertex 12 Y-coordinate {m}
, !- Vertex 12 Z-coordinate {m}
, !- Vertex 13 X-coordinate {m}
, !- Vertex 13 Y-coordinate {m}
, !- Vertex 13 Z-coordinate {m}
, !- Vertex 14 X-coordinate {m}
, !- Vertex 14 Y-coordinate {m}
, !- Vertex 14 Z-coordinate {m}
, !- Vertex 15 X-coordinate {m}
, !- Vertex 15 Y-coordinate {m}
, !- Vertex 15 Z-coordinate {m}
, !- Vertex 16 X-coordinate {m}
, !- Vertex 16 Y-coordinate {m}
, !- Vertex 16 Z-coordinate {m}
, !- Vertex 17 X-coordinate {m}
, !- Vertex 17 Y-coordinate {m}
, !- Vertex 17 Z-coordinate {m}
, !- Vertex 18 X-coordinate {m}
, !- Vertex 18 Y-coordinate {m}
, !- Vertex 18 Z-coordinate {m}
, !- Vertex 19 X-coordinate {m}
, !- Vertex 19 Y-coordinate {m}
, !- Vertex 19 Z-coordinate {m}
, !- Vertex 20 X-coordinate {m}
, !- Vertex 20 Y-coordinate {m}
; !- Vertex 20 Z-coordinate {m}
BuildingSurface:Detailed,
L1S2-ReachInPrepared_Srf_1, !- Name
Wall, !- Surface Type
Hole, !- Construction Name
L1S2-ReachInPrepared Thermal Zone, !- Zone Name
Surface, !- Outside Boundary Condition
L1S2-Shaft2_Srf_5, !- Outside Boundary Condition Object
NoSun, !- Sun Exposure
NoWind, !- Wind Exposure
, !- View Factor to Ground
3, !- Number of Vertices
79.675, !- Vertex 1 X-coordinate {m}
49.865, !- Vertex 1 Y-coordinate {m}
2.819, !- Vertex 1 Z-coordinate {m}
77.337, !- Vertex 2 X-coordinate {m}
49.865, !- Vertex 2 Y-coordinate {m}
2.819, !- Vertex 2 Z-coordinate {m}
77.337, !- Vertex 3 X-coordinate {m}
49.865, !- Vertex 3 Y-coordinate {m}
3.146, !- Vertex 3 Z-coordinate {m}
, !- Vertex 4 X-coordinate {m}
, !- Vertex 4 Y-coordinate {m}
, !- Vertex 4 Z-coordinate {m}
, !- Vertex 5 X-coordinate {m}
, !- Vertex 5 Y-coordinate {m}
, !- Vertex 5 Z-coordinate {m}
, !- Vertex 6 X-coordinate {m}
, !- Vertex 6 Y-coordinate {m}
, !- Vertex 6 Z-coordinate {m}
, !- Vertex 7 X-coordinate {m}
, !- Vertex 7 Y-coordinate {m}
, !- Vertex 7 Z-coordinate {m}
, !- Vertex 8 X-coordinate {m}
, !- Vertex 8 Y-coordinate {m}
, !- Vertex 8 Z-coordinate {m}
, !- Vertex 9 X-coordinate {m}
, !- Vertex 9 Y-coordinate {m}
, !- Vertex 9 Z-coordinate {m}
, !- Vertex 10 X-coordinate {m}
, !- Vertex 10 Y-coordinate {m}
, !- Vertex 10 Z-coordinate {m}
, !- Vertex 11 X-coordinate {m}
, !- Vertex 11 Y-coordinate {m}
, !- Vertex 11 Z-coordinate {m}
, !- Vertex 12 X-coordinate {m}
, !- Vertex 12 Y-coordinate {m}
, !- Vertex 12 Z-coordinate {m}
, !- Vertex 13 X-coordinate {m}
, !- Vertex 13 Y-coordinate {m}
, !- Vertex 13 Z-coordinate {m}
, !- Vertex 14 X-coordinate {m}
, !- Vertex 14 Y-coordinate {m}
, !- Vertex 14 Z-coordinate {m}
, !- Vertex 15 X-coordinate {m}
, !- Vertex 15 Y-coordinate {m}
, !- Vertex 15 Z-coordinate {m}
, !- Vertex 16 X-coordinate {m}
, !- Vertex 16 Y-coordinate {m}
, !- Vertex 16 Z-coordinate {m}
, !- Vertex 17 X-coordinate {m}
, !- Vertex 17 Y-coordinate {m}
, !- Vertex 17 Z-coordinate {m}
, !- Vertex 18 X-coordinate {m}
, !- Vertex 18 Y-coordinate {m}
, !- Vertex 18 Z-coordinate {m}
, !- Vertex 19 X-coordinate {m}
, !- Vertex 19 Y-coordinate {m}
, !- Vertex 19 Z-coordinate {m}
, !- Vertex 20 X-coordinate {m}
, !- Vertex 20 Y-coordinate {m}
; !- Vertex 20 Z-coordinate {m}
BuildingSurface:Detailed,
L1S2-ReachInPrepared_Srf_2, !- Name
Floor, !- Surface Type
Hole, !- Construction Name
L1S2-ReachInPrepared Thermal Zone, !- Zone Name
Surface, !- Outside Boundary Condition
L1S1-SalesRefrigerationReachPrepared_Srf_4, !- Outside Boundary Condition Object
NoSun, !- Sun Exposure
NoWind, !- Wind Exposure
, !- View Factor to Ground
4, !- Number of Vertices
79.675, !- Vertex 1 X-coordinate {m}
49.865, !- Vertex 1 Y-coordinate {m}
2.819, !- Vertex 1 Z-coordinate {m}
79.675, !- Vertex 2 X-coordinate {m}
29.209, !- Vertex 2 Y-coordinate {m}
2.819, !- Vertex 2 Z-coordinate {m}
77.337, !- Vertex 3 X-coordinate {m}
29.209, !- Vertex 3 Y-coordinate {m}
2.819, !- Vertex 3 Z-coordinate {m}
77.337, !- Vertex 4 X-coordinate {m}
49.865, !- Vertex 4 Y-coordinate {m}
2.819, !- Vertex 4 Z-coordinate {m}
, !- Vertex 5 X-coordinate {m}
, !- Vertex 5 Y-coordinate {m}
, !- Vertex 5 Z-coordinate {m}
, !- Vertex 6 X-coordinate {m}
, !- Vertex 6 Y-coordinate {m}
, !- Vertex 6 Z-coordinate {m}
, !- Vertex 7 X-coordinate {m}
, !- Vertex 7 Y-coordinate {m}
, !- Vertex 7 Z-coordinate {m}
, !- Vertex 8 X-coordinate {m}
, !- Vertex 8 Y-coordinate {m}
, !- Vertex 8 Z-coordinate {m}
, !- Vertex 9 X-coordinate {m}
, !- Vertex 9 Y-coordinate {m}
, !- Vertex 9 Z-coordinate {m}
, !- Vertex 10 X-coordinate {m}
, !- Vertex 10 Y-coordinate {m}
, !- Vertex 10 Z-coordinate {m}
, !- Vertex 11 X-coordinate {m}
, !- Vertex 11 Y-coordinate {m}
, !- Vertex 11 Z-coordinate {m}
, !- Vertex 12 X-coordinate {m}
, !- Vertex 12 Y-coordinate {m}
, !- Vertex 12 Z-coordinate {m}
, !- Vertex 13 X-coordinate {m}
, !- Vertex 13 Y-coordinate {m}
, !- Vertex 13 Z-coordinate {m}
, !- Vertex 14 X-coordinate {m}
, !- Vertex 14 Y-coordinate {m}
, !- Vertex 14 Z-coordinate {m}
, !- Vertex 15 X-coordinate {m}
, !- Vertex 15 Y-coordinate {m}
, !- Vertex 15 Z-coordinate {m}
, !- Vertex 16 X-coordinate {m}
, !- Vertex 16 Y-coordinate {m}
, !- Vertex 16 Z-coordinate {m}
, !- Vertex 17 X-coordinate {m}
, !- Vertex 17 Y-coordinate {m}
, !- Vertex 17 Z-coordinate {m}
, !- Vertex 18 X-coordinate {m}
, !- Vertex 18 Y-coordinate {m}
, !- Vertex 18 Z-coordinate {m}
, !- Vertex 19 X-coordinate {m}
, !- Vertex 19 Y-coordinate {m}
, !- Vertex 19 Z-coordinate {m}
, !- Vertex 20 X-coordinate {m}
, !- Vertex 20 Y-coordinate {m}
; !- Vertex 20 Z-coordinate {m}
BuildingSurface:Detailed,
L1S2-ReachInPrepared_Srf_3, !- Name
Wall, !- Surface Type
Wall_Exterior, !- Construction Name
L1S2-ReachInPrepared Thermal Zone, !- Zone Name
Outdoors, !- Outside Boundary Condition
, !- Outside Boundary Condition Object
SunExposed, !- Sun Exposure
WindExposed, !- Wind Exposure
, !- View Factor to Ground
4, !- Number of Vertices
77.337, !- Vertex 1 X-coordinate {m}
49.865, !- Vertex 1 Y-coordinate {m}
3.146, !- Vertex 1 Z-coordinate {m}
77.337, !- Vertex 2 X-coordinate {m}
49.865, !- Vertex 2 Y-coordinate {m}
2.819, !- Vertex 2 Z-coordinate {m}
77.337, !- Vertex 3 X-coordinate {m}
29.209, !- Vertex 3 Y-coordinate {m}
2.819, !- Vertex 3 Z-coordinate {m}
77.337, !- Vertex 4 X-coordinate {m}
29.209, !- Vertex 4 Y-coordinate {m}
3.146, !- Vertex 4 Z-coordinate {m}
, !- Vertex 5 X-coordinate {m}
, !- Vertex 5 Y-coordinate {m}
, !- Vertex 5 Z-coordinate {m}
, !- Vertex 6 X-coordinate {m}
, !- Vertex 6 Y-coordinate {m}
, !- Vertex 6 Z-coordinate {m}
, !- Vertex 7 X-coordinate {m}
, !- Vertex 7 Y-coordinate {m}
, !- Vertex 7 Z-coordinate {m}
, !- Vertex 8 X-coordinate {m}
, !- Vertex 8 Y-coordinate {m}
, !- Vertex 8 Z-coordinate {m}
, !- Vertex 9 X-coordinate {m}
, !- Vertex 9 Y-coordinate {m}
, !- Vertex 9 Z-coordinate {m}
, !- Vertex 10 X-coordinate {m}
, !- Vertex 10 Y-coordinate {m}
, !- Vertex 10 Z-coordinate {m}
, !- Vertex 11 X-coordinate {m}
, !- Vertex 11 Y-coordinate {m}
, !- Vertex 11 Z-coordinate {m}
, !- Vertex 12 X-coordinate {m}
, !- Vertex 12 Y-coordinate {m}
, !- Vertex 12 Z-coordinate {m}
, !- Vertex 13 X-coordinate {m}
, !- Vertex 13 Y-coordinate {m}
, !- Vertex 13 Z-coordinate {m}
, !- Vertex 14 X-coordinate {m}
, !- Vertex 14 Y-coordinate {m}
, !- Vertex 14 Z-coordinate {m}
, !- Vertex 15 X-coordinate {m}
, !- Vertex 15 Y-coordinate {m}
, !- Vertex 15 Z-coordinate {m}
, !- Vertex 16 X-coordinate {m}
, !- Vertex 16 Y-coordinate {m}
, !- Vertex 16 Z-coordinate {m}
, !- Vertex 17 X-coordinate {m}
, !- Vertex 17 Y-coordinate {m}
, !- Vertex 17 Z-coordinate {m}
, !- Vertex 18 X-coordinate {m}
, !- Vertex 18 Y-coordinate {m}
, !- Vertex 18 Z-coordinate {m}
, !- Vertex 19 X-coordinate {m}
, !- Vertex 19 Y-coordinate {m}
, !- Vertex 19 Z-coordinate {m}
, !- Vertex 20 X-coordinate {m}
, !- Vertex 20 Y-coordinate {m}
; !- Vertex 20 Z-coordinate {m}
BuildingSurface:Detailed,
L1S2-ReachInPrepared_Srf_4, !- Name
Roof, !- Surface Type
Roof_BOH, !- Construction Name
L1S2-ReachInPrepared Thermal Zone, !- Zone Name
Outdoors, !- Outside Boundary Condition
, !- Outside Boundary Condition Object
SunExposed, !- Sun Exposure
WindExposed, !- Wind Exposure
, !- View Factor to Ground
4, !- Number of Vertices
77.337, !- Vertex 1 X-coordinate {m}
29.209, !- Vertex 1 Y-coordinate {m}
3.146, !- Vertex 1 Z-coordinate {m}
79.675, !- Vertex 2 X-coordinate {m}
29.209, !- Vertex 2 Y-coordinate {m}
2.819, !- Vertex 2 Z-coordinate {m}
79.675, !- Vertex 3 X-coordinate {m}
49.865, !- Vertex 3 Y-coordinate {m}
2.819, !- Vertex 3 Z-coordinate {m}
77.337, !- Vertex 4 X-coordinate {m}
49.865, !- Vertex 4 Y-coordinate {m}
3.146, !- Vertex 4 Z-coordinate {m}
, !- Vertex 5 X-coordinate {m}
, !- Vertex 5 Y-coordinate {m}
, !- Vertex 5 Z-coordinate {m}
, !- Vertex 6 X-coordinate {m}
, !- Vertex 6 Y-coordinate {m}
, !- Vertex 6 Z-coordinate {m}
, !- Vertex 7 X-coordinate {m}
, !- Vertex 7 Y-coordinate {m}
, !- Vertex 7 Z-coordinate {m}
, !- Vertex 8 X-coordinate {m}
, !- Vertex 8 Y-coordinate {m}
, !- Vertex 8 Z-coordinate {m}
, !- Vertex 9 X-coordinate {m}
, !- Vertex 9 Y-coordinate {m}
, !- Vertex 9 Z-coordinate {m}
, !- Vertex 10 X-coordinate {m}
, !- Vertex 10 Y-coordinate {m}
, !- Vertex 10 Z-coordinate {m}
, !- Vertex 11 X-coordinate {m}
, !- Vertex 11 Y-coordinate {m}
, !- Vertex 11 Z-coordinate {m}
, !- Vertex 12 X-coordinate {m}
, !- Vertex 12 Y-coordinate {m}
, !- Vertex 12 Z-coordinate {m}
, !- Vertex 13 X-coordinate {m}
, !- Vertex 13 Y-coordinate {m}
, !- Vertex 13 Z-coordinate {m}
, !- Vertex 14 X-coordinate {m}
, !- Vertex 14 Y-coordinate {m}
, !- Vertex 14 Z-coordinate {m}
, !- Vertex 15 X-coordinate {m}
, !- Vertex 15 Y-coordinate {m}
, !- Vertex 15 Z-coordinate {m}
, !- Vertex 16 X-coordinate {m}
, !- Vertex 16 Y-coordinate {m}
, !- Vertex 16 Z-coordinate {m}
, !- Vertex 17 X-coordinate {m}
, !- Vertex 17 Y-coordinate {m}
, !- Vertex 17 Z-coordinate {m}
, !- Vertex 18 X-coordinate {m}
, !- Vertex 18 Y-coordinate {m}
, !- Vertex 18 Z-coordinate {m}
, !- Vertex 19 X-coordinate {m}
, !- Vertex 19 Y-coordinate {m}
, !- Vertex 19 Z-coordinate {m}
, !- Vertex 20 X-coordinate {m}
, !- Vertex 20 Y-coordinate {m}
; !- Vertex 20 Z-coordinate {m}
BuildingSurface:Detailed,
L1S2-Shaft_Srf_0, !- Name
Floor, !- Surface Type
Hole, !- Construction Name
L1S2-Shaft Thermal Zone, !- Zone Name
Surface, !- Outside Boundary Condition
L1S1-Shaft_Srf_5, !- Outside Boundary Condition Object
NoSun, !- Sun Exposure
NoWind, !- Wind Exposure
, !- View Factor to Ground
4, !- Number of Vertices
45.966, !- Vertex 1 X-coordinate {m}
27.219, !- Vertex 1 Y-coordinate {m}
2.819, !- Vertex 1 Z-coordinate {m}
45.966, !- Vertex 2 X-coordinate {m}
25.878, !- Vertex 2 Y-coordinate {m}
2.819, !- Vertex 2 Z-coordinate {m}
44.444, !- Vertex 3 X-coordinate {m}
25.878, !- Vertex 3 Y-coordinate {m}
2.819, !- Vertex 3 Z-coordinate {m}
44.444, !- Vertex 4 X-coordinate {m}
27.219, !- Vertex 4 Y-coordinate {m}
2.819, !- Vertex 4 Z-coordinate {m}
, !- Vertex 5 X-coordinate {m}
, !- Vertex 5 Y-coordinate {m}
, !- Vertex 5 Z-coordinate {m}
, !- Vertex 6 X-coordinate {m}
, !- Vertex 6 Y-coordinate {m}
, !- Vertex 6 Z-coordinate {m}
, !- Vertex 7 X-coordinate {m}
, !- Vertex 7 Y-coordinate {m}
, !- Vertex 7 Z-coordinate {m}
, !- Vertex 8 X-coordinate {m}
, !- Vertex 8 Y-coordinate {m}
, !- Vertex 8 Z-coordinate {m}
, !- Vertex 9 X-coordinate {m}
, !- Vertex 9 Y-coordinate {m}
, !- Vertex 9 Z-coordinate {m}
, !- Vertex 10 X-coordinate {m}
, !- Vertex 10 Y-coordinate {m}
, !- Vertex 10 Z-coordinate {m}
, !- Vertex 11 X-coordinate {m}
, !- Vertex 11 Y-coordinate {m}
, !- Vertex 11 Z-coordinate {m}
, !- Vertex 12 X-coordinate {m}
, !- Vertex 12 Y-coordinate {m}
, !- Vertex 12 Z-coordinate {m}
, !- Vertex 13 X-coordinate {m}
, !- Vertex 13 Y-coordinate {m}
, !- Vertex 13 Z-coordinate {m}
, !- Vertex 14 X-coordinate {m}
, !- Vertex 14 Y-coordinate {m}
, !- Vertex 14 Z-coordinate {m}
, !- Vertex 15 X-coordinate {m}
, !- Vertex 15 Y-coordinate {m}
, !- Vertex 15 Z-coordinate {m}
, !- Vertex 16 X-coordinate {m}
, !- Vertex 16 Y-coordinate {m}
, !- Vertex 16 Z-coordinate {m}
, !- Vertex 17 X-coordinate {m}
, !- Vertex 17 Y-coordinate {m}
, !- Vertex 17 Z-coordinate {m}
, !- Vertex 18 X-coordinate {m}
, !- Vertex 18 Y-coordinate {m}
, !- Vertex 18 Z-coordinate {m}
, !- Vertex 19 X-coordinate {m}
, !- Vertex 19 Y-coordinate {m}
, !- Vertex 19 Z-coordinate {m}
, !- Vertex 20 X-coordinate {m}
, !- Vertex 20 Y-coordinate {m}
; !- Vertex 20 Z-coordinate {m}
BuildingSurface:Detailed,
L1S2-Shaft_Srf_1, !- Name
Wall, !- Surface Type
Hole, !- Construction Name
L1S2-Shaft Thermal Zone, !- Zone Name
Surface, !- Outside Boundary Condition
L1S2-AislesWest_Srf_6, !- Outside Boundary Condition Object
NoSun, !- Sun Exposure
NoWind, !- Wind Exposure
, !- View Factor to Ground
4, !- Number of Vertices
45.966, !- Vertex 1 X-coordinate {m}
25.878, !- Vertex 1 Y-coordinate {m}
3.901, !- Vertex 1 Z-coordinate {m}
45.966, !- Vertex 2 X-coordinate {m}
25.878, !- Vertex 2 Y-coordinate {m}
2.819, !- Vertex 2 Z-coordinate {m}
45.966, !- Vertex 3 X-coordinate {m}
27.219, !- Vertex 3 Y-coordinate {m}
2.819, !- Vertex 3 Z-coordinate {m}
45.966, !- Vertex 4 X-coordinate {m}
27.219, !- Vertex 4 Y-coordinate {m}
3.901, !- Vertex 4 Z-coordinate {m}
, !- Vertex 5 X-coordinate {m}
, !- Vertex 5 Y-coordinate {m}
, !- Vertex 5 Z-coordinate {m}
, !- Vertex 6 X-coordinate {m}
, !- Vertex 6 Y-coordinate {m}
, !- Vertex 6 Z-coordinate {m}
, !- Vertex 7 X-coordinate {m}
, !- Vertex 7 Y-coordinate {m}
, !- Vertex 7 Z-coordinate {m}
, !- Vertex 8 X-coordinate {m}
, !- Vertex 8 Y-coordinate {m}
, !- Vertex 8 Z-coordinate {m}
, !- Vertex 9 X-coordinate {m}
, !- Vertex 9 Y-coordinate {m}
, !- Vertex 9 Z-coordinate {m}
, !- Vertex 10 X-coordinate {m}
, !- Vertex 10 Y-coordinate {m}
, !- Vertex 10 Z-coordinate {m}
, !- Vertex 11 X-coordinate {m}
, !- Vertex 11 Y-coordinate {m}
, !- Vertex 11 Z-coordinate {m}
, !- Vertex 12 X-coordinate {m}
, !- Vertex 12 Y-coordinate {m}
, !- Vertex 12 Z-coordinate {m}
, !- Vertex 13 X-coordinate {m}
, !- Vertex 13 Y-coordinate {m}
, !- Vertex 13 Z-coordinate {m}
, !- Vertex 14 X-coordinate {m}
, !- Vertex 14 Y-coordinate {m}
, !- Vertex 14 Z-coordinate {m}
, !- Vertex 15 X-coordinate {m}
, !- Vertex 15 Y-coordinate {m}
, !- Vertex 15 Z-coordinate {m}
, !- Vertex 16 X-coordinate {m}
, !- Vertex 16 Y-coordinate {m}
, !- Vertex 16 Z-coordinate {m}
, !- Vertex 17 X-coordinate {m}
, !- Vertex 17 Y-coordinate {m}
, !- Vertex 17 Z-coordinate {m}
, !- Vertex 18 X-coordinate {m}
, !- Vertex 18 Y-coordinate {m}
, !- Vertex 18 Z-coordinate {m}
, !- Vertex 19 X-coordinate {m}
, !- Vertex 19 Y-coordinate {m}
, !- Vertex 19 Z-coordinate {m}
, !- Vertex 20 X-coordinate {m}
, !- Vertex 20 Y-coordinate {m}
; !- Vertex 20 Z-coordinate {m}
BuildingSurface:Detailed,
L1S2-Shaft_Srf_2, !- Name
Wall, !- Surface Type
Hole, !- Construction Name
L1S2-Shaft Thermal Zone, !- Zone Name
Surface, !- Outside Boundary Condition
L1S2-AislesWest_Srf_3, !- Outside Boundary Condition Object
NoSun, !- Sun Exposure
NoWind, !- Wind Exposure
, !- View Factor to Ground
4, !- Number of Vertices
45.966, !- Vertex 1 X-coordinate {m}
27.219, !- Vertex 1 Y-coordinate {m}
3.901, !- Vertex 1 Z-coordinate {m}
45.966, !- Vertex 2 X-coordinate {m}
27.219, !- Vertex 2 Y-coordinate {m}
2.819, !- Vertex 2 Z-coordinate {m}
44.444, !- Vertex 3 X-coordinate {m}
27.219, !- Vertex 3 Y-coordinate {m}
2.819, !- Vertex 3 Z-coordinate {m}
44.444, !- Vertex 4 X-coordinate {m}
27.219, !- Vertex 4 Y-coordinate {m}
3.689, !- Vertex 4 Z-coordinate {m}
, !- Vertex 5 X-coordinate {m}
, !- Vertex 5 Y-coordinate {m}
, !- Vertex 5 Z-coordinate {m}
, !- Vertex 6 X-coordinate {m}
, !- Vertex 6 Y-coordinate {m}
, !- Vertex 6 Z-coordinate {m}
, !- Vertex 7 X-coordinate {m}
, !- Vertex 7 Y-coordinate {m}
, !- Vertex 7 Z-coordinate {m}
, !- Vertex 8 X-coordinate {m}
, !- Vertex 8 Y-coordinate {m}
, !- Vertex 8 Z-coordinate {m}
, !- Vertex 9 X-coordinate {m}
, !- Vertex 9 Y-coordinate {m}
, !- Vertex 9 Z-coordinate {m}
, !- Vertex 10 X-coordinate {m}
, !- Vertex 10 Y-coordinate {m}
, !- Vertex 10 Z-coordinate {m}
, !- Vertex 11 X-coordinate {m}
, !- Vertex 11 Y-coordinate {m}
, !- Vertex 11 Z-coordinate {m}
, !- Vertex 12 X-coordinate {m}
, !- Vertex 12 Y-coordinate {m}
, !- Vertex 12 Z-coordinate {m}
, !- Vertex 13 X-coordinate {m}
, !- Vertex 13 Y-coordinate {m}
, !- Vertex 13 Z-coordinate {m}
, !- Vertex 14 X-coordinate {m}
, !- Vertex 14 Y-coordinate {m}
, !- Vertex 14 Z-coordinate {m}
, !- Vertex 15 X-coordinate {m}
, !- Vertex 15 Y-coordinate {m}
, !- Vertex 15 Z-coordinate {m}
, !- Vertex 16 X-coordinate {m}
, !- Vertex 16 Y-coordinate {m}
, !- Vertex 16 Z-coordinate {m}
, !- Vertex 17 X-coordinate {m}
, !- Vertex 17 Y-coordinate {m}
, !- Vertex 17 Z-coordinate {m}
, !- Vertex 18 X-coordinate {m}
, !- Vertex 18 Y-coordinate {m}
, !- Vertex 18 Z-coordinate {m}
, !- Vertex 19 X-coordinate {m}
, !- Vertex 19 Y-coordinate {m}
, !- Vertex 19 Z-coordinate {m}
, !- Vertex 20 X-coordinate {m}
, !- Vertex 20 Y-coordinate {m}
; !- Vertex 20 Z-coordinate {m}
BuildingSurface:Detailed,
L1S2-Shaft_Srf_3, !- Name
Wall, !- Surface Type
Wall_Exterior, !- Construction Name
L1S2-Shaft Thermal Zone, !- Zone Name
Outdoors, !- Outside Boundary Condition
, !- Outside Boundary Condition Object
SunExposed, !- Sun Exposure
WindExposed, !- Wind Exposure
, !- View Factor to Ground
4, !- Number of Vertices
44.444, !- Vertex 1 X-coordinate {m}
27.219, !- Vertex 1 Y-coordinate {m}
3.689, !- Vertex 1 Z-coordinate {m}
44.444, !- Vertex 2 X-coordinate {m}
27.219, !- Vertex 2 Y-coordinate {m}
2.819, !- Vertex 2 Z-coordinate {m}
44.444, !- Vertex 3 X-coordinate {m}
25.878, !- Vertex 3 Y-coordinate {m}
2.819, !- Vertex 3 Z-coordinate {m}
44.444, !- Vertex 4 X-coordinate {m}
25.878, !- Vertex 4 Y-coordinate {m}
3.689, !- Vertex 4 Z-coordinate {m}
, !- Vertex 5 X-coordinate {m}
, !- Vertex 5 Y-coordinate {m}
, !- Vertex 5 Z-coordinate {m}
, !- Vertex 6 X-coordinate {m}
, !- Vertex 6 Y-coordinate {m}
, !- Vertex 6 Z-coordinate {m}
, !- Vertex 7 X-coordinate {m}
, !- Vertex 7 Y-coordinate {m}
, !- Vertex 7 Z-coordinate {m}
, !- Vertex 8 X-coordinate {m}
, !- Vertex 8 Y-coordinate {m}
, !- Vertex 8 Z-coordinate {m}
, !- Vertex 9 X-coordinate {m}
, !- Vertex 9 Y-coordinate {m}
, !- Vertex 9 Z-coordinate {m}
, !- Vertex 10 X-coordinate {m}
, !- Vertex 10 Y-coordinate {m}
, !- Vertex 10 Z-coordinate {m}
, !- Vertex 11 X-coordinate {m}
, !- Vertex 11 Y-coordinate {m}
, !- Vertex 11 Z-coordinate {m}
, !- Vertex 12 X-coordinate {m}
, !- Vertex 12 Y-coordinate {m}
, !- Vertex 12 Z-coordinate {m}
, !- Vertex 13 X-coordinate {m}
, !- Vertex 13 Y-coordinate {m}
, !- Vertex 13 Z-coordinate {m}
, !- Vertex 14 X-coordinate {m}
, !- Vertex 14 Y-coordinate {m}
, !- Vertex 14 Z-coordinate {m}
, !- Vertex 15 X-coordinate {m}
, !- Vertex 15 Y-coordinate {m}
, !- Vertex 15 Z-coordinate {m}
, !- Vertex 16 X-coordinate {m}
, !- Vertex 16 Y-coordinate {m}
, !- Vertex 16 Z-coordinate {m}
, !- Vertex 17 X-coordinate {m}
, !- Vertex 17 Y-coordinate {m}
, !- Vertex 17 Z-coordinate {m}
, !- Vertex 18 X-coordinate {m}
, !- Vertex 18 Y-coordinate {m}
, !- Vertex 18 Z-coordinate {m}
, !- Vertex 19 X-coordinate {m}
, !- Vertex 19 Y-coordinate {m}
, !- Vertex 19 Z-coordinate {m}
, !- Vertex 20 X-coordinate {m}
, !- Vertex 20 Y-coordinate {m}
; !- Vertex 20 Z-coordinate {m}
BuildingSurface:Detailed,
L1S2-Shaft_Srf_4, !- Name
Wall, !- Surface Type
Wall_Exterior, !- Construction Name
L1S2-Shaft Thermal Zone, !- Zone Name
Outdoors, !- Outside Boundary Condition
, !- Outside Boundary Condition Object
SunExposed, !- Sun Exposure
WindExposed, !- Wind Exposure
, !- View Factor to Ground
4, !- Number of Vertices
44.444, !- Vertex 1 X-coordinate {m}
25.878, !- Vertex 1 Y-coordinate {m}
3.689, !- Vertex 1 Z-coordinate {m}
44.444, !- Vertex 2 X-coordinate {m}
25.878, !- Vertex 2 Y-coordinate {m}
2.819, !- Vertex 2 Z-coordinate {m}
45.966, !- Vertex 3 X-coordinate {m}
25.878, !- Vertex 3 Y-coordinate {m}
2.819, !- Vertex 3 Z-coordinate {m}
45.966, !- Vertex 4 X-coordinate {m}
25.878, !- Vertex 4 Y-coordinate {m}
3.901, !- Vertex 4 Z-coordinate {m}
, !- Vertex 5 X-coordinate {m}
, !- Vertex 5 Y-coordinate {m}
, !- Vertex 5 Z-coordinate {m}
, !- Vertex 6 X-coordinate {m}
, !- Vertex 6 Y-coordinate {m}
, !- Vertex 6 Z-coordinate {m}
, !- Vertex 7 X-coordinate {m}
, !- Vertex 7 Y-coordinate {m}
, !- Vertex 7 Z-coordinate {m}
, !- Vertex 8 X-coordinate {m}
, !- Vertex 8 Y-coordinate {m}
, !- Vertex 8 Z-coordinate {m}
, !- Vertex 9 X-coordinate {m}
, !- Vertex 9 Y-coordinate {m}
, !- Vertex 9 Z-coordinate {m}
, !- Vertex 10 X-coordinate {m}
, !- Vertex 10 Y-coordinate {m}
, !- Vertex 10 Z-coordinate {m}
, !- Vertex 11 X-coordinate {m}
, !- Vertex 11 Y-coordinate {m}
, !- Vertex 11 Z-coordinate {m}
, !- Vertex 12 X-coordinate {m}
, !- Vertex 12 Y-coordinate {m}
, !- Vertex 12 Z-coordinate {m}
, !- Vertex 13 X-coordinate {m}
, !- Vertex 13 Y-coordinate {m}
, !- Vertex 13 Z-coordinate {m}
, !- Vertex 14 X-coordinate {m}
, !- Vertex 14 Y-coordinate {m}
, !- Vertex 14 Z-coordinate {m}
, !- Vertex 15 X-coordinate {m}
, !- Vertex 15 Y-coordinate {m}
, !- Vertex 15 Z-coordinate {m}
, !- Vertex 16 X-coordinate {m}
, !- Vertex 16 Y-coordinate {m}
, !- Vertex 16 Z-coordinate {m}
, !- Vertex 17 X-coordinate {m}
, !- Vertex 17 Y-coordinate {m}
, !- Vertex 17 Z-coordinate {m}
, !- Vertex 18 X-coordinate {m}
, !- Vertex 18 Y-coordinate {m}
, !- Vertex 18 Z-coordinate {m}
, !- Vertex 19 X-coordinate {m}
, !- Vertex 19 Y-coordinate {m}
, !- Vertex 19 Z-coordinate {m}
, !- Vertex 20 X-coordinate {m}
, !- Vertex 20 Y-coordinate {m}
; !- Vertex 20 Z-coordinate {m}
BuildingSurface:Detailed,
L1S2-Shaft_Srf_5, !- Name
Roof, !- Surface Type
Roof_BOH, !- Construction Name
L1S2-Shaft Thermal Zone, !- Zone Name
Outdoors, !- Outside Boundary Condition
, !- Outside Boundary Condition Object
SunExposed, !- Sun Exposure
WindExposed, !- Wind Exposure
, !- View Factor to Ground
4, !- Number of Vertices
45.966, !- Vertex 1 X-coordinate {m}
27.219, !- Vertex 1 Y-coordinate {m}
3.901, !- Vertex 1 Z-coordinate {m}
44.444, !- Vertex 2 X-coordinate {m}
27.219, !- Vertex 2 Y-coordinate {m}
3.689, !- Vertex 2 Z-coordinate {m}
44.444, !- Vertex 3 X-coordinate {m}
25.878, !- Vertex 3 Y-coordinate {m}
3.689, !- Vertex 3 Z-coordinate {m}
45.966, !- Vertex 4 X-coordinate {m}
25.878, !- Vertex 4 Y-coordinate {m}
3.901, !- Vertex 4 Z-coordinate {m}
, !- Vertex 5 X-coordinate {m}
, !- Vertex 5 Y-coordinate {m}
, !- Vertex 5 Z-coordinate {m}
, !- Vertex 6 X-coordinate {m}
, !- Vertex 6 Y-coordinate {m}
, !- Vertex 6 Z-coordinate {m}
, !- Vertex 7 X-coordinate {m}
, !- Vertex 7 Y-coordinate {m}
, !- Vertex 7 Z-coordinate {m}
, !- Vertex 8 X-coordinate {m}
, !- Vertex 8 Y-coordinate {m}
, !- Vertex 8 Z-coordinate {m}
, !- Vertex 9 X-coordinate {m}
, !- Vertex 9 Y-coordinate {m}
, !- Vertex 9 Z-coordinate {m}
, !- Vertex 10 X-coordinate {m}
, !- Vertex 10 Y-coordinate {m}
, !- Vertex 10 Z-coordinate {m}
, !- Vertex 11 X-coordinate {m}
, !- Vertex 11 Y-coordinate {m}
, !- Vertex 11 Z-coordinate {m}
, !- Vertex 12 X-coordinate {m}
, !- Vertex 12 Y-coordinate {m}
, !- Vertex 12 Z-coordinate {m}
, !- Vertex 13 X-coordinate {m}
, !- Vertex 13 Y-coordinate {m}
, !- Vertex 13 Z-coordinate {m}
, !- Vertex 14 X-coordinate {m}
, !- Vertex 14 Y-coordinate {m}
, !- Vertex 14 Z-coordinate {m}
, !- Vertex 15 X-coordinate {m}
, !- Vertex 15 Y-coordinate {m}
, !- Vertex 15 Z-coordinate {m}
, !- Vertex 16 X-coordinate {m}
, !- Vertex 16 Y-coordinate {m}
, !- Vertex 16 Z-coordinate {m}
, !- Vertex 17 X-coordinate {m}
, !- Vertex 17 Y-coordinate {m}
, !- Vertex 17 Z-coordinate {m}
, !- Vertex 18 X-coordinate {m}
, !- Vertex 18 Y-coordinate {m}
, !- Vertex 18 Z-coordinate {m}
, !- Vertex 19 X-coordinate {m}
, !- Vertex 19 Y-coordinate {m}
, !- Vertex 19 Z-coordinate {m}
, !- Vertex 20 X-coordinate {m}
, !- Vertex 20 Y-coordinate {m}
; !- Vertex 20 Z-coordinate {m}
BuildingSurface:Detailed,
L1S2-Shaft2_Srf_0, !- Name
Roof, !- Surface Type
Roof_BOH, !- Construction Name
L1S2-Shaft2 Thermal Zone,!- Zone Name
Outdoors, !- Outside Boundary Condition
, !- Outside Boundary Condition Object
SunExposed, !- Sun Exposure
WindExposed, !- Wind Exposure
, !- View Factor to Ground
4, !- Number of Vertices
76.566, !- Vertex 1 X-coordinate {m}
49.865, !- Vertex 1 Y-coordinate {m}
3.254, !- Vertex 1 Z-coordinate {m}
79.675, !- Vertex 2 X-coordinate {m}
49.865, !- Vertex 2 Y-coordinate {m}
2.819, !- Vertex 2 Z-coordinate {m}
79.675, !- Vertex 3 X-coordinate {m}
50.963, !- Vertex 3 Y-coordinate {m}
2.819, !- Vertex 3 Z-coordinate {m}
76.566, !- Vertex 4 X-coordinate {m}
50.963, !- Vertex 4 Y-coordinate {m}
3.254, !- Vertex 4 Z-coordinate {m}
, !- Vertex 5 X-coordinate {m}
, !- Vertex 5 Y-coordinate {m}
, !- Vertex 5 Z-coordinate {m}
, !- Vertex 6 X-coordinate {m}
, !- Vertex 6 Y-coordinate {m}
, !- Vertex 6 Z-coordinate {m}
, !- Vertex 7 X-coordinate {m}
, !- Vertex 7 Y-coordinate {m}
, !- Vertex 7 Z-coordinate {m}
, !- Vertex 8 X-coordinate {m}
, !- Vertex 8 Y-coordinate {m}
, !- Vertex 8 Z-coordinate {m}
, !- Vertex 9 X-coordinate {m}
, !- Vertex 9 Y-coordinate {m}
, !- Vertex 9 Z-coordinate {m}
, !- Vertex 10 X-coordinate {m}
, !- Vertex 10 Y-coordinate {m}
, !- Vertex 10 Z-coordinate {m}
, !- Vertex 11 X-coordinate {m}
, !- Vertex 11 Y-coordinate {m}
, !- Vertex 11 Z-coordinate {m}
, !- Vertex 12 X-coordinate {m}
, !- Vertex 12 Y-coordinate {m}
, !- Vertex 12 Z-coordinate {m}
, !- Vertex 13 X-coordinate {m}
, !- Vertex 13 Y-coordinate {m}
, !- Vertex 13 Z-coordinate {m}
, !- Vertex 14 X-coordinate {m}
, !- Vertex 14 Y-coordinate {m}
, !- Vertex 14 Z-coordinate {m}
, !- Vertex 15 X-coordinate {m}
, !- Vertex 15 Y-coordinate {m}
, !- Vertex 15 Z-coordinate {m}
, !- Vertex 16 X-coordinate {m}
, !- Vertex 16 Y-coordinate {m}
, !- Vertex 16 Z-coordinate {m}
, !- Vertex 17 X-coordinate {m}
, !- Vertex 17 Y-coordinate {m}
, !- Vertex 17 Z-coordinate {m}
, !- Vertex 18 X-coordinate {m}
, !- Vertex 18 Y-coordinate {m}
, !- Vertex 18 Z-coordinate {m}
, !- Vertex 19 X-coordinate {m}
, !- Vertex 19 Y-coordinate {m}
, !- Vertex 19 Z-coordinate {m}
, !- Vertex 20 X-coordinate {m}
, !- Vertex 20 Y-coordinate {m}
; !- Vertex 20 Z-coordinate {m}
BuildingSurface:Detailed,
L1S2-Shaft2_Srf_1, !- Name
Wall, !- Surface Type
Wall_Exterior, !- Construction Name
L1S2-Shaft2 Thermal Zone,!- Zone Name
Outdoors, !- Outside Boundary Condition
, !- Outside Boundary Condition Object
SunExposed, !- Sun Exposure
WindExposed, !- Wind Exposure
, !- View Factor to Ground
3, !- Number of Vertices
79.675, !- Vertex 1 X-coordinate {m}
50.963, !- Vertex 1 Y-coordinate {m}
2.819, !- Vertex 1 Z-coordinate {m}
76.566, !- Vertex 2 X-coordinate {m}
50.963, !- Vertex 2 Y-coordinate {m}
2.819, !- Vertex 2 Z-coordinate {m}
76.566, !- Vertex 3 X-coordinate {m}
50.963, !- Vertex 3 Y-coordinate {m}
3.254, !- Vertex 3 Z-coordinate {m}
, !- Vertex 4 X-coordinate {m}
, !- Vertex 4 Y-coordinate {m}
, !- Vertex 4 Z-coordinate {m}
, !- Vertex 5 X-coordinate {m}
, !- Vertex 5 Y-coordinate {m}
, !- Vertex 5 Z-coordinate {m}
, !- Vertex 6 X-coordinate {m}
, !- Vertex 6 Y-coordinate {m}
, !- Vertex 6 Z-coordinate {m}
, !- Vertex 7 X-coordinate {m}
, !- Vertex 7 Y-coordinate {m}
, !- Vertex 7 Z-coordinate {m}
, !- Vertex 8 X-coordinate {m}
, !- Vertex 8 Y-coordinate {m}
, !- Vertex 8 Z-coordinate {m}
, !- Vertex 9 X-coordinate {m}
, !- Vertex 9 Y-coordinate {m}
, !- Vertex 9 Z-coordinate {m}
, !- Vertex 10 X-coordinate {m}
, !- Vertex 10 Y-coordinate {m}
, !- Vertex 10 Z-coordinate {m}
, !- Vertex 11 X-coordinate {m}
, !- Vertex 11 Y-coordinate {m}
, !- Vertex 11 Z-coordinate {m}
, !- Vertex 12 X-coordinate {m}
, !- Vertex 12 Y-coordinate {m}
, !- Vertex 12 Z-coordinate {m}
, !- Vertex 13 X-coordinate {m}
, !- Vertex 13 Y-coordinate {m}
, !- Vertex 13 Z-coordinate {m}
, !- Vertex 14 X-coordinate {m}
, !- Vertex 14 Y-coordinate {m}
, !- Vertex 14 Z-coordinate {m}
, !- Vertex 15 X-coordinate {m}
, !- Vertex 15 Y-coordinate {m}
, !- Vertex 15 Z-coordinate {m}
, !- Vertex 16 X-coordinate {m}
, !- Vertex 16 Y-coordinate {m}
, !- Vertex 16 Z-coordinate {m}
, !- Vertex 17 X-coordinate {m}
, !- Vertex 17 Y-coordinate {m}
, !- Vertex 17 Z-coordinate {m}
, !- Vertex 18 X-coordinate {m}
, !- Vertex 18 Y-coordinate {m}
, !- Vertex 18 Z-coordinate {m}
, !- Vertex 19 X-coordinate {m}
, !- Vertex 19 Y-coordinate {m}
, !- Vertex 19 Z-coordinate {m}
, !- Vertex 20 X-coordinate {m}
, !- Vertex 20 Y-coordinate {m}
; !- Vertex 20 Z-coordinate {m}
BuildingSurface:Detailed,
L1S2-Shaft2_Srf_2, !- Name
Floor, !- Surface Type
Hole, !- Construction Name
L1S2-Shaft2 Thermal Zone,!- Zone Name
outdoors, !- Outside Boundary Condition
, !- Outside Boundary Condition Object
SunExposed, !- Sun Exposure
WindExposed, !- Wind Exposure
, !- View Factor to Ground
4, !- Number of Vertices
79.675, !- Vertex 1 X-coordinate {m}
50.963, !- Vertex 1 Y-coordinate {m}
2.819, !- Vertex 1 Z-coordinate {m}
79.675, !- Vertex 2 X-coordinate {m}
49.865, !- Vertex 2 Y-coordinate {m}
2.819, !- Vertex 2 Z-coordinate {m}
76.566, !- Vertex 3 X-coordinate {m}
49.865, !- Vertex 3 Y-coordinate {m}
2.819, !- Vertex 3 Z-coordinate {m}
76.566, !- Vertex 4 X-coordinate {m}
50.963, !- Vertex 4 Y-coordinate {m}
2.819, !- Vertex 4 Z-coordinate {m}
, !- Vertex 5 X-coordinate {m}
, !- Vertex 5 Y-coordinate {m}
, !- Vertex 5 Z-coordinate {m}
, !- Vertex 6 X-coordinate {m}
, !- Vertex 6 Y-coordinate {m}
, !- Vertex 6 Z-coordinate {m}
, !- Vertex 7 X-coordinate {m}
, !- Vertex 7 Y-coordinate {m}
, !- Vertex 7 Z-coordinate {m}
, !- Vertex 8 X-coordinate {m}
, !- Vertex 8 Y-coordinate {m}
, !- Vertex 8 Z-coordinate {m}
, !- Vertex 9 X-coordinate {m}
, !- Vertex 9 Y-coordinate {m}
, !- Vertex 9 Z-coordinate {m}
, !- Vertex 10 X-coordinate {m}
, !- Vertex 10 Y-coordinate {m}
, !- Vertex 10 Z-coordinate {m}
, !- Vertex 11 X-coordinate {m}
, !- Vertex 11 Y-coordinate {m}
, !- Vertex 11 Z-coordinate {m}
, !- Vertex 12 X-coordinate {m}
, !- Vertex 12 Y-coordinate {m}
, !- Vertex 12 Z-coordinate {m}
, !- Vertex 13 X-coordinate {m}
, !- Vertex 13 Y-coordinate {m}
, !- Vertex 13 Z-coordinate {m}
, !- Vertex 14 X-coordinate {m}
, !- Vertex 14 Y-coordinate {m}
, !- Vertex 14 Z-coordinate {m}
, !- Vertex 15 X-coordinate {m}
, !- Vertex 15 Y-coordinate {m}
, !- Vertex 15 Z-coordinate {m}
, !- Vertex 16 X-coordinate {m}
, !- Vertex 16 Y-coordinate {m}
, !- Vertex 16 Z-coordinate {m}
, !- Vertex 17 X-coordinate {m}
, !- Vertex 17 Y-coordinate {m}
, !- Vertex 17 Z-coordinate {m}
, !- Vertex 18 X-coordinate {m}
, !- Vertex 18 Y-coordinate {m}
, !- Vertex 18 Z-coordinate {m}
, !- Vertex 19 X-coordinate {m}
, !- Vertex 19 Y-coordinate {m}
, !- Vertex 19 Z-coordinate {m}
, !- Vertex 20 X-coordinate {m}
, !- Vertex 20 Y-coordinate {m}
; !- Vertex 20 Z-coordinate {m}
BuildingSurface:Detailed,
L1S2-Shaft2_Srf_3, !- Name
Wall, !- Surface Type
Hole, !- Construction Name
L1S2-Shaft2 Thermal Zone,!- Zone Name
Surface, !- Outside Boundary Condition
L1S2-AislesEast_Srf_1, !- Outside Boundary Condition Object
NoSun, !- Sun Exposure
NoWind, !- Wind Exposure
, !- View Factor to Ground
4, !- Number of Vertices
76.566, !- Vertex 1 X-coordinate {m}
50.963, !- Vertex 1 Y-coordinate {m}
3.254, !- Vertex 1 Z-coordinate {m}
76.566, !- Vertex 2 X-coordinate {m}
50.963, !- Vertex 2 Y-coordinate {m}
2.819, !- Vertex 2 Z-coordinate {m}
76.566, !- Vertex 3 X-coordinate {m}
49.865, !- Vertex 3 Y-coordinate {m}
2.819, !- Vertex 3 Z-coordinate {m}
76.566, !- Vertex 4 X-coordinate {m}
49.865, !- Vertex 4 Y-coordinate {m}
3.254, !- Vertex 4 Z-coordinate {m}
, !- Vertex 5 X-coordinate {m}
, !- Vertex 5 Y-coordinate {m}
, !- Vertex 5 Z-coordinate {m}
, !- Vertex 6 X-coordinate {m}
, !- Vertex 6 Y-coordinate {m}
, !- Vertex 6 Z-coordinate {m}
, !- Vertex 7 X-coordinate {m}
, !- Vertex 7 Y-coordinate {m}
, !- Vertex 7 Z-coordinate {m}
, !- Vertex 8 X-coordinate {m}
, !- Vertex 8 Y-coordinate {m}
, !- Vertex 8 Z-coordinate {m}
, !- Vertex 9 X-coordinate {m}
, !- Vertex 9 Y-coordinate {m}
, !- Vertex 9 Z-coordinate {m}
, !- Vertex 10 X-coordinate {m}
, !- Vertex 10 Y-coordinate {m}
, !- Vertex 10 Z-coordinate {m}
, !- Vertex 11 X-coordinate {m}
, !- Vertex 11 Y-coordinate {m}
, !- Vertex 11 Z-coordinate {m}
, !- Vertex 12 X-coordinate {m}
, !- Vertex 12 Y-coordinate {m}
, !- Vertex 12 Z-coordinate {m}
, !- Vertex 13 X-coordinate {m}
, !- Vertex 13 Y-coordinate {m}
, !- Vertex 13 Z-coordinate {m}
, !- Vertex 14 X-coordinate {m}
, !- Vertex 14 Y-coordinate {m}
, !- Vertex 14 Z-coordinate {m}
, !- Vertex 15 X-coordinate {m}
, !- Vertex 15 Y-coordinate {m}
, !- Vertex 15 Z-coordinate {m}
, !- Vertex 16 X-coordinate {m}
, !- Vertex 16 Y-coordinate {m}
, !- Vertex 16 Z-coordinate {m}
, !- Vertex 17 X-coordinate {m}
, !- Vertex 17 Y-coordinate {m}
, !- Vertex 17 Z-coordinate {m}
, !- Vertex 18 X-coordinate {m}
, !- Vertex 18 Y-coordinate {m}
, !- Vertex 18 Z-coordinate {m}
, !- Vertex 19 X-coordinate {m}
, !- Vertex 19 Y-coordinate {m}
, !- Vertex 19 Z-coordinate {m}
, !- Vertex 20 X-coordinate {m}
, !- Vertex 20 Y-coordinate {m}
; !- Vertex 20 Z-coordinate {m}
BuildingSurface:Detailed,
L1S2-Shaft2_Srf_4, !- Name
Wall, !- Surface Type
Hole, !- Construction Name
L1S2-Shaft2 Thermal Zone,!- Zone Name
Surface, !- Outside Boundary Condition
L1S2-AislesEast_Srf_0, !- Outside Boundary Condition Object
NoSun, !- Sun Exposure
NoWind, !- Wind Exposure
, !- View Factor to Ground
4, !- Number of Vertices
76.566, !- Vertex 1 X-coordinate {m}
49.865, !- Vertex 1 Y-coordinate {m}
3.254, !- Vertex 1 Z-coordinate {m}
76.566, !- Vertex 2 X-coordinate {m}
49.865, !- Vertex 2 Y-coordinate {m}
2.819, !- Vertex 2 Z-coordinate {m}
77.337, !- Vertex 3 X-coordinate {m}
49.865, !- Vertex 3 Y-coordinate {m}
2.819, !- Vertex 3 Z-coordinate {m}
77.337, !- Vertex 4 X-coordinate {m}
49.865, !- Vertex 4 Y-coordinate {m}
3.146, !- Vertex 4 Z-coordinate {m}
, !- Vertex 5 X-coordinate {m}
, !- Vertex 5 Y-coordinate {m}
, !- Vertex 5 Z-coordinate {m}
, !- Vertex 6 X-coordinate {m}
, !- Vertex 6 Y-coordinate {m}
, !- Vertex 6 Z-coordinate {m}
, !- Vertex 7 X-coordinate {m}
, !- Vertex 7 Y-coordinate {m}
, !- Vertex 7 Z-coordinate {m}
, !- Vertex 8 X-coordinate {m}
, !- Vertex 8 Y-coordinate {m}
, !- Vertex 8 Z-coordinate {m}
, !- Vertex 9 X-coordinate {m}
, !- Vertex 9 Y-coordinate {m}
, !- Vertex 9 Z-coordinate {m}
, !- Vertex 10 X-coordinate {m}
, !- Vertex 10 Y-coordinate {m}
, !- Vertex 10 Z-coordinate {m}
, !- Vertex 11 X-coordinate {m}
, !- Vertex 11 Y-coordinate {m}
, !- Vertex 11 Z-coordinate {m}
, !- Vertex 12 X-coordinate {m}
, !- Vertex 12 Y-coordinate {m}
, !- Vertex 12 Z-coordinate {m}
, !- Vertex 13 X-coordinate {m}
, !- Vertex 13 Y-coordinate {m}
, !- Vertex 13 Z-coordinate {m}
, !- Vertex 14 X-coordinate {m}
, !- Vertex 14 Y-coordinate {m}
, !- Vertex 14 Z-coordinate {m}
, !- Vertex 15 X-coordinate {m}
, !- Vertex 15 Y-coordinate {m}
, !- Vertex 15 Z-coordinate {m}
, !- Vertex 16 X-coordinate {m}
, !- Vertex 16 Y-coordinate {m}
, !- Vertex 16 Z-coordinate {m}
, !- Vertex 17 X-coordinate {m}
, !- Vertex 17 Y-coordinate {m}
, !- Vertex 17 Z-coordinate {m}
, !- Vertex 18 X-coordinate {m}
, !- Vertex 18 Y-coordinate {m}
, !- Vertex 18 Z-coordinate {m}
, !- Vertex 19 X-coordinate {m}
, !- Vertex 19 Y-coordinate {m}
, !- Vertex 19 Z-coordinate {m}
, !- Vertex 20 X-coordinate {m}
, !- Vertex 20 Y-coordinate {m}
; !- Vertex 20 Z-coordinate {m}
BuildingSurface:Detailed,
L1S2-Shaft2_Srf_5, !- Name
Wall, !- Surface Type
Hole, !- Construction Name
L1S2-Shaft2 Thermal Zone,!- Zone Name
Surface, !- Outside Boundary Condition
L1S2-ReachInPrepared_Srf_1, !- Outside Boundary Condition Object
NoSun, !- Sun Exposure
NoWind, !- Wind Exposure
, !- View Factor to Ground
3, !- Number of Vertices
77.337, !- Vertex 1 X-coordinate {m}
49.865, !- Vertex 1 Y-coordinate {m}
3.146, !- Vertex 1 Z-coordinate {m}
77.337, !- Vertex 2 X-coordinate {m}
49.865, !- Vertex 2 Y-coordinate {m}
2.819, !- Vertex 2 Z-coordinate {m}
79.675, !- Vertex 3 X-coordinate {m}
49.865, !- Vertex 3 Y-coordinate {m}
2.819, !- Vertex 3 Z-coordinate {m}
, !- Vertex 4 X-coordinate {m}
, !- Vertex 4 Y-coordinate {m}
, !- Vertex 4 Z-coordinate {m}
, !- Vertex 5 X-coordinate {m}
, !- Vertex 5 Y-coordinate {m}
, !- Vertex 5 Z-coordinate {m}
, !- Vertex 6 X-coordinate {m}
, !- Vertex 6 Y-coordinate {m}
, !- Vertex 6 Z-coordinate {m}
, !- Vertex 7 X-coordinate {m}
, !- Vertex 7 Y-coordinate {m}
, !- Vertex 7 Z-coordinate {m}
, !- Vertex 8 X-coordinate {m}
, !- Vertex 8 Y-coordinate {m}
, !- Vertex 8 Z-coordinate {m}
, !- Vertex 9 X-coordinate {m}
, !- Vertex 9 Y-coordinate {m}
, !- Vertex 9 Z-coordinate {m}
, !- Vertex 10 X-coordinate {m}
, !- Vertex 10 Y-coordinate {m}
, !- Vertex 10 Z-coordinate {m}
, !- Vertex 11 X-coordinate {m}
, !- Vertex 11 Y-coordinate {m}
, !- Vertex 11 Z-coordinate {m}
, !- Vertex 12 X-coordinate {m}
, !- Vertex 12 Y-coordinate {m}
, !- Vertex 12 Z-coordinate {m}
, !- Vertex 13 X-coordinate {m}
, !- Vertex 13 Y-coordinate {m}
, !- Vertex 13 Z-coordinate {m}
, !- Vertex 14 X-coordinate {m}
, !- Vertex 14 Y-coordinate {m}
, !- Vertex 14 Z-coordinate {m}
, !- Vertex 15 X-coordinate {m}
, !- Vertex 15 Y-coordinate {m}
, !- Vertex 15 Z-coordinate {m}
, !- Vertex 16 X-coordinate {m}
, !- Vertex 16 Y-coordinate {m}
, !- Vertex 16 Z-coordinate {m}
, !- Vertex 17 X-coordinate {m}
, !- Vertex 17 Y-coordinate {m}
, !- Vertex 17 Z-coordinate {m}
, !- Vertex 18 X-coordinate {m}
, !- Vertex 18 Y-coordinate {m}
, !- Vertex 18 Z-coordinate {m}
, !- Vertex 19 X-coordinate {m}
, !- Vertex 19 Y-coordinate {m}
, !- Vertex 19 Z-coordinate {m}
, !- Vertex 20 X-coordinate {m}
, !- Vertex 20 Y-coordinate {m}
; !- Vertex 20 Z-coordinate {m}
BuildingSurface:Detailed,
L1-Shaft_Srf_0, !- Name
Floor, !- Surface Type
Hole, !- Construction Name
L1-Shaft Thermal Zone, !- Zone Name
ground, !- Outside Boundary Condition
, !- Outside Boundary Condition Object
NoSun, !- Sun Exposure
NoWind, !- Wind Exposure
, !- View Factor to Ground
4, !- Number of Vertices
45.966, !- Vertex 1 X-coordinate {m}
27.219, !- Vertex 1 Y-coordinate {m}
0, !- Vertex 1 Z-coordinate {m}
45.966, !- Vertex 2 X-coordinate {m}
25.878, !- Vertex 2 Y-coordinate {m}
0, !- Vertex 2 Z-coordinate {m}
44.444, !- Vertex 3 X-coordinate {m}
25.878, !- Vertex 3 Y-coordinate {m}
0, !- Vertex 3 Z-coordinate {m}
44.444, !- Vertex 4 X-coordinate {m}
27.219, !- Vertex 4 Y-coordinate {m}
0, !- Vertex 4 Z-coordinate {m}
, !- Vertex 5 X-coordinate {m}
, !- Vertex 5 Y-coordinate {m}
, !- Vertex 5 Z-coordinate {m}
, !- Vertex 6 X-coordinate {m}
, !- Vertex 6 Y-coordinate {m}
, !- Vertex 6 Z-coordinate {m}
, !- Vertex 7 X-coordinate {m}
, !- Vertex 7 Y-coordinate {m}
, !- Vertex 7 Z-coordinate {m}
, !- Vertex 8 X-coordinate {m}
, !- Vertex 8 Y-coordinate {m}
, !- Vertex 8 Z-coordinate {m}
, !- Vertex 9 X-coordinate {m}
, !- Vertex 9 Y-coordinate {m}
, !- Vertex 9 Z-coordinate {m}
, !- Vertex 10 X-coordinate {m}
, !- Vertex 10 Y-coordinate {m}
, !- Vertex 10 Z-coordinate {m}
, !- Vertex 11 X-coordinate {m}
, !- Vertex 11 Y-coordinate {m}
, !- Vertex 11 Z-coordinate {m}
, !- Vertex 12 X-coordinate {m}
, !- Vertex 12 Y-coordinate {m}
, !- Vertex 12 Z-coordinate {m}
, !- Vertex 13 X-coordinate {m}
, !- Vertex 13 Y-coordinate {m}
, !- Vertex 13 Z-coordinate {m}
, !- Vertex 14 X-coordinate {m}
, !- Vertex 14 Y-coordinate {m}
, !- Vertex 14 Z-coordinate {m}
, !- Vertex 15 X-coordinate {m}
, !- Vertex 15 Y-coordinate {m}
, !- Vertex 15 Z-coordinate {m}
, !- Vertex 16 X-coordinate {m}
, !- Vertex 16 Y-coordinate {m}
, !- Vertex 16 Z-coordinate {m}
, !- Vertex 17 X-coordinate {m}
, !- Vertex 17 Y-coordinate {m}
, !- Vertex 17 Z-coordinate {m}
, !- Vertex 18 X-coordinate {m}
, !- Vertex 18 Y-coordinate {m}
, !- Vertex 18 Z-coordinate {m}
, !- Vertex 19 X-coordinate {m}
, !- Vertex 19 Y-coordinate {m}
, !- Vertex 19 Z-coordinate {m}
, !- Vertex 20 X-coordinate {m}
, !- Vertex 20 Y-coordinate {m}
; !- Vertex 20 Z-coordinate {m}
BuildingSurface:Detailed,
L1-Shaft_Srf_1, !- Name
Wall, !- Surface Type
Hole, !- Construction Name
L1-Shaft Thermal Zone, !- Zone Name
Surface, !- Outside Boundary Condition
L1-104-ProduceCoolers1_Srf_4, !- Outside Boundary Condition Object
NoSun, !- Sun Exposure
NoWind, !- Wind Exposure
, !- View Factor to Ground
4, !- Number of Vertices
45.966, !- Vertex 1 X-coordinate {m}
25.878, !- Vertex 1 Y-coordinate {m}
2.134, !- Vertex 1 Z-coordinate {m}
45.966, !- Vertex 2 X-coordinate {m}
25.878, !- Vertex 2 Y-coordinate {m}
0, !- Vertex 2 Z-coordinate {m}
45.966, !- Vertex 3 X-coordinate {m}
27.219, !- Vertex 3 Y-coordinate {m}
0, !- Vertex 3 Z-coordinate {m}
45.966, !- Vertex 4 X-coordinate {m}
27.219, !- Vertex 4 Y-coordinate {m}
2.134, !- Vertex 4 Z-coordinate {m}
, !- Vertex 5 X-coordinate {m}
, !- Vertex 5 Y-coordinate {m}
, !- Vertex 5 Z-coordinate {m}
, !- Vertex 6 X-coordinate {m}
, !- Vertex 6 Y-coordinate {m}
, !- Vertex 6 Z-coordinate {m}
, !- Vertex 7 X-coordinate {m}
, !- Vertex 7 Y-coordinate {m}
, !- Vertex 7 Z-coordinate {m}
, !- Vertex 8 X-coordinate {m}
, !- Vertex 8 Y-coordinate {m}
, !- Vertex 8 Z-coordinate {m}
, !- Vertex 9 X-coordinate {m}
, !- Vertex 9 Y-coordinate {m}
, !- Vertex 9 Z-coordinate {m}
, !- Vertex 10 X-coordinate {m}
, !- Vertex 10 Y-coordinate {m}
, !- Vertex 10 Z-coordinate {m}
, !- Vertex 11 X-coordinate {m}
, !- Vertex 11 Y-coordinate {m}
, !- Vertex 11 Z-coordinate {m}
, !- Vertex 12 X-coordinate {m}
, !- Vertex 12 Y-coordinate {m}
, !- Vertex 12 Z-coordinate {m}
, !- Vertex 13 X-coordinate {m}
, !- Vertex 13 Y-coordinate {m}
, !- Vertex 13 Z-coordinate {m}
, !- Vertex 14 X-coordinate {m}
, !- Vertex 14 Y-coordinate {m}
, !- Vertex 14 Z-coordinate {m}
, !- Vertex 15 X-coordinate {m}
, !- Vertex 15 Y-coordinate {m}
, !- Vertex 15 Z-coordinate {m}
, !- Vertex 16 X-coordinate {m}
, !- Vertex 16 Y-coordinate {m}
, !- Vertex 16 Z-coordinate {m}
, !- Vertex 17 X-coordinate {m}
, !- Vertex 17 Y-coordinate {m}
, !- Vertex 17 Z-coordinate {m}
, !- Vertex 18 X-coordinate {m}
, !- Vertex 18 Y-coordinate {m}
, !- Vertex 18 Z-coordinate {m}
, !- Vertex 19 X-coordinate {m}
, !- Vertex 19 Y-coordinate {m}
, !- Vertex 19 Z-coordinate {m}
, !- Vertex 20 X-coordinate {m}
, !- Vertex 20 Y-coordinate {m}
; !- Vertex 20 Z-coordinate {m}
BuildingSurface:Detailed,
L1-Shaft_Srf_2, !- Name
Wall, !- Surface Type
Hole, !- Construction Name
L1-Shaft Thermal Zone, !- Zone Name
Surface, !- Outside Boundary Condition
L1-104-ProduceCoolers2_Srf_4, !- Outside Boundary Condition Object
NoSun, !- Sun Exposure
NoWind, !- Wind Exposure
, !- View Factor to Ground
4, !- Number of Vertices
45.966, !- Vertex 1 X-coordinate {m}
27.219, !- Vertex 1 Y-coordinate {m}
2.134, !- Vertex 1 Z-coordinate {m}
45.966, !- Vertex 2 X-coordinate {m}
27.219, !- Vertex 2 Y-coordinate {m}
0, !- Vertex 2 Z-coordinate {m}
44.444, !- Vertex 3 X-coordinate {m}
27.219, !- Vertex 3 Y-coordinate {m}
0, !- Vertex 3 Z-coordinate {m}
44.444, !- Vertex 4 X-coordinate {m}
27.219, !- Vertex 4 Y-coordinate {m}
2.134, !- Vertex 4 Z-coordinate {m}
, !- Vertex 5 X-coordinate {m}
, !- Vertex 5 Y-coordinate {m}
, !- Vertex 5 Z-coordinate {m}
, !- Vertex 6 X-coordinate {m}
, !- Vertex 6 Y-coordinate {m}
, !- Vertex 6 Z-coordinate {m}
, !- Vertex 7 X-coordinate {m}
, !- Vertex 7 Y-coordinate {m}
, !- Vertex 7 Z-coordinate {m}
, !- Vertex 8 X-coordinate {m}
, !- Vertex 8 Y-coordinate {m}
, !- Vertex 8 Z-coordinate {m}
, !- Vertex 9 X-coordinate {m}
, !- Vertex 9 Y-coordinate {m}
, !- Vertex 9 Z-coordinate {m}
, !- Vertex 10 X-coordinate {m}
, !- Vertex 10 Y-coordinate {m}
, !- Vertex 10 Z-coordinate {m}
, !- Vertex 11 X-coordinate {m}
, !- Vertex 11 Y-coordinate {m}
, !- Vertex 11 Z-coordinate {m}
, !- Vertex 12 X-coordinate {m}
, !- Vertex 12 Y-coordinate {m}
, !- Vertex 12 Z-coordinate {m}
, !- Vertex 13 X-coordinate {m}
, !- Vertex 13 Y-coordinate {m}
, !- Vertex 13 Z-coordinate {m}
, !- Vertex 14 X-coordinate {m}
, !- Vertex 14 Y-coordinate {m}
, !- Vertex 14 Z-coordinate {m}
, !- Vertex 15 X-coordinate {m}
, !- Vertex 15 Y-coordinate {m}
, !- Vertex 15 Z-coordinate {m}
, !- Vertex 16 X-coordinate {m}
, !- Vertex 16 Y-coordinate {m}
, !- Vertex 16 Z-coordinate {m}
, !- Vertex 17 X-coordinate {m}
, !- Vertex 17 Y-coordinate {m}
, !- Vertex 17 Z-coordinate {m}
, !- Vertex 18 X-coordinate {m}
, !- Vertex 18 Y-coordinate {m}
, !- Vertex 18 Z-coordinate {m}
, !- Vertex 19 X-coordinate {m}
, !- Vertex 19 Y-coordinate {m}
, !- Vertex 19 Z-coordinate {m}
, !- Vertex 20 X-coordinate {m}
, !- Vertex 20 Y-coordinate {m}
; !- Vertex 20 Z-coordinate {m}
BuildingSurface:Detailed,
L1-Shaft_Srf_3, !- Name
Wall, !- Surface Type
Hole, !- Construction Name
L1-Shaft Thermal Zone, !- Zone Name
Surface, !- Outside Boundary Condition
L1-106-ReceivingTransformers2_Srf_3, !- Outside Boundary Condition Object
NoSun, !- Sun Exposure
NoWind, !- Wind Exposure
, !- View Factor to Ground
4, !- Number of Vertices
44.444, !- Vertex 1 X-coordinate {m}
27.219, !- Vertex 1 Y-coordinate {m}
2.134, !- Vertex 1 Z-coordinate {m}
44.444, !- Vertex 2 X-coordinate {m}
27.219, !- Vertex 2 Y-coordinate {m}
0, !- Vertex 2 Z-coordinate {m}
44.444, !- Vertex 3 X-coordinate {m}
25.878, !- Vertex 3 Y-coordinate {m}
0, !- Vertex 3 Z-coordinate {m}
44.444, !- Vertex 4 X-coordinate {m}
25.878, !- Vertex 4 Y-coordinate {m}
2.134, !- Vertex 4 Z-coordinate {m}
, !- Vertex 5 X-coordinate {m}
, !- Vertex 5 Y-coordinate {m}
, !- Vertex 5 Z-coordinate {m}
, !- Vertex 6 X-coordinate {m}
, !- Vertex 6 Y-coordinate {m}
, !- Vertex 6 Z-coordinate {m}
, !- Vertex 7 X-coordinate {m}
, !- Vertex 7 Y-coordinate {m}
, !- Vertex 7 Z-coordinate {m}
, !- Vertex 8 X-coordinate {m}
, !- Vertex 8 Y-coordinate {m}
, !- Vertex 8 Z-coordinate {m}
, !- Vertex 9 X-coordinate {m}
, !- Vertex 9 Y-coordinate {m}
, !- Vertex 9 Z-coordinate {m}
, !- Vertex 10 X-coordinate {m}
, !- Vertex 10 Y-coordinate {m}
, !- Vertex 10 Z-coordinate {m}
, !- Vertex 11 X-coordinate {m}
, !- Vertex 11 Y-coordinate {m}
, !- Vertex 11 Z-coordinate {m}
, !- Vertex 12 X-coordinate {m}
, !- Vertex 12 Y-coordinate {m}
, !- Vertex 12 Z-coordinate {m}
, !- Vertex 13 X-coordinate {m}
, !- Vertex 13 Y-coordinate {m}
, !- Vertex 13 Z-coordinate {m}
, !- Vertex 14 X-coordinate {m}
, !- Vertex 14 Y-coordinate {m}
, !- Vertex 14 Z-coordinate {m}
, !- Vertex 15 X-coordinate {m}
, !- Vertex 15 Y-coordinate {m}
, !- Vertex 15 Z-coordinate {m}
, !- Vertex 16 X-coordinate {m}
, !- Vertex 16 Y-coordinate {m}
, !- Vertex 16 Z-coordinate {m}
, !- Vertex 17 X-coordinate {m}
, !- Vertex 17 Y-coordinate {m}
, !- Vertex 17 Z-coordinate {m}
, !- Vertex 18 X-coordinate {m}
, !- Vertex 18 Y-coordinate {m}
, !- Vertex 18 Z-coordinate {m}
, !- Vertex 19 X-coordinate {m}
, !- Vertex 19 Y-coordinate {m}
, !- Vertex 19 Z-coordinate {m}
, !- Vertex 20 X-coordinate {m}
, !- Vertex 20 Y-coordinate {m}
; !- Vertex 20 Z-coordinate {m}
BuildingSurface:Detailed,
L1-Shaft_Srf_4, !- Name
Wall, !- Surface Type
Wall_Exterior, !- Construction Name
L1-Shaft Thermal Zone, !- Zone Name
Outdoors, !- Outside Boundary Condition
, !- Outside Boundary Condition Object
SunExposed, !- Sun Exposure
WindExposed, !- Wind Exposure
, !- View Factor to Ground
4, !- Number of Vertices
44.444, !- Vertex 1 X-coordinate {m}
25.878, !- Vertex 1 Y-coordinate {m}
2.134, !- Vertex 1 Z-coordinate {m}
44.444, !- Vertex 2 X-coordinate {m}
25.878, !- Vertex 2 Y-coordinate {m}
0, !- Vertex 2 Z-coordinate {m}
45.966, !- Vertex 3 X-coordinate {m}
25.878, !- Vertex 3 Y-coordinate {m}
0, !- Vertex 3 Z-coordinate {m}
45.966, !- Vertex 4 X-coordinate {m}
25.878, !- Vertex 4 Y-coordinate {m}
2.134, !- Vertex 4 Z-coordinate {m}
, !- Vertex 5 X-coordinate {m}
, !- Vertex 5 Y-coordinate {m}
, !- Vertex 5 Z-coordinate {m}
, !- Vertex 6 X-coordinate {m}
, !- Vertex 6 Y-coordinate {m}
, !- Vertex 6 Z-coordinate {m}
, !- Vertex 7 X-coordinate {m}
, !- Vertex 7 Y-coordinate {m}
, !- Vertex 7 Z-coordinate {m}
, !- Vertex 8 X-coordinate {m}
, !- Vertex 8 Y-coordinate {m}
, !- Vertex 8 Z-coordinate {m}
, !- Vertex 9 X-coordinate {m}
, !- Vertex 9 Y-coordinate {m}
, !- Vertex 9 Z-coordinate {m}
, !- Vertex 10 X-coordinate {m}
, !- Vertex 10 Y-coordinate {m}
, !- Vertex 10 Z-coordinate {m}
, !- Vertex 11 X-coordinate {m}
, !- Vertex 11 Y-coordinate {m}
, !- Vertex 11 Z-coordinate {m}
, !- Vertex 12 X-coordinate {m}
, !- Vertex 12 Y-coordinate {m}
, !- Vertex 12 Z-coordinate {m}
, !- Vertex 13 X-coordinate {m}
, !- Vertex 13 Y-coordinate {m}
, !- Vertex 13 Z-coordinate {m}
, !- Vertex 14 X-coordinate {m}
, !- Vertex 14 Y-coordinate {m}
, !- Vertex 14 Z-coordinate {m}
, !- Vertex 15 X-coordinate {m}
, !- Vertex 15 Y-coordinate {m}
, !- Vertex 15 Z-coordinate {m}
, !- Vertex 16 X-coordinate {m}
, !- Vertex 16 Y-coordinate {m}
, !- Vertex 16 Z-coordinate {m}
, !- Vertex 17 X-coordinate {m}
, !- Vertex 17 Y-coordinate {m}
, !- Vertex 17 Z-coordinate {m}
, !- Vertex 18 X-coordinate {m}
, !- Vertex 18 Y-coordinate {m}
, !- Vertex 18 Z-coordinate {m}
, !- Vertex 19 X-coordinate {m}
, !- Vertex 19 Y-coordinate {m}
, !- Vertex 19 Z-coordinate {m}
, !- Vertex 20 X-coordinate {m}
, !- Vertex 20 Y-coordinate {m}
; !- Vertex 20 Z-coordinate {m}
BuildingSurface:Detailed,
L1-Shaft_Srf_5, !- Name
Ceiling, !- Surface Type
Hole, !- Construction Name
L1-Shaft Thermal Zone, !- Zone Name
Surface, !- Outside Boundary Condition
L1S1-Shaft_Srf_0, !- Outside Boundary Condition Object
NoSun, !- Sun Exposure
NoWind, !- Wind Exposure
, !- View Factor to Ground
4, !- Number of Vertices
44.444, !- Vertex 1 X-coordinate {m}
27.219, !- Vertex 1 Y-coordinate {m}
2.134, !- Vertex 1 Z-coordinate {m}
44.444, !- Vertex 2 X-coordinate {m}
25.878, !- Vertex 2 Y-coordinate {m}
2.134, !- Vertex 2 Z-coordinate {m}
45.966, !- Vertex 3 X-coordinate {m}
25.878, !- Vertex 3 Y-coordinate {m}
2.134, !- Vertex 3 Z-coordinate {m}
45.966, !- Vertex 4 X-coordinate {m}
27.219, !- Vertex 4 Y-coordinate {m}
2.134, !- Vertex 4 Z-coordinate {m}
, !- Vertex 5 X-coordinate {m}
, !- Vertex 5 Y-coordinate {m}
, !- Vertex 5 Z-coordinate {m}
, !- Vertex 6 X-coordinate {m}
, !- Vertex 6 Y-coordinate {m}
, !- Vertex 6 Z-coordinate {m}
, !- Vertex 7 X-coordinate {m}
, !- Vertex 7 Y-coordinate {m}
, !- Vertex 7 Z-coordinate {m}
, !- Vertex 8 X-coordinate {m}
, !- Vertex 8 Y-coordinate {m}
, !- Vertex 8 Z-coordinate {m}
, !- Vertex 9 X-coordinate {m}
, !- Vertex 9 Y-coordinate {m}
, !- Vertex 9 Z-coordinate {m}
, !- Vertex 10 X-coordinate {m}
, !- Vertex 10 Y-coordinate {m}
, !- Vertex 10 Z-coordinate {m}
, !- Vertex 11 X-coordinate {m}
, !- Vertex 11 Y-coordinate {m}
, !- Vertex 11 Z-coordinate {m}
, !- Vertex 12 X-coordinate {m}
, !- Vertex 12 Y-coordinate {m}
, !- Vertex 12 Z-coordinate {m}
, !- Vertex 13 X-coordinate {m}
, !- Vertex 13 Y-coordinate {m}
, !- Vertex 13 Z-coordinate {m}
, !- Vertex 14 X-coordinate {m}
, !- Vertex 14 Y-coordinate {m}
, !- Vertex 14 Z-coordinate {m}
, !- Vertex 15 X-coordinate {m}
, !- Vertex 15 Y-coordinate {m}
, !- Vertex 15 Z-coordinate {m}
, !- Vertex 16 X-coordinate {m}
, !- Vertex 16 Y-coordinate {m}
, !- Vertex 16 Z-coordinate {m}
, !- Vertex 17 X-coordinate {m}
, !- Vertex 17 Y-coordinate {m}
, !- Vertex 17 Z-coordinate {m}
, !- Vertex 18 X-coordinate {m}
, !- Vertex 18 Y-coordinate {m}
, !- Vertex 18 Z-coordinate {m}
, !- Vertex 19 X-coordinate {m}
, !- Vertex 19 Y-coordinate {m}
, !- Vertex 19 Z-coordinate {m}
, !- Vertex 20 X-coordinate {m}
, !- Vertex 20 Y-coordinate {m}
; !- Vertex 20 Z-coordinate {m}
BuildingSurface:Detailed,
L1-Stairs_Srf_0, !- Name
Floor, !- Surface Type
Hole, !- Construction Name
L1-Stairs Thermal Zone, !- Zone Name
ground, !- Outside Boundary Condition
, !- Outside Boundary Condition Object
NoSun, !- Sun Exposure
NoWind, !- Wind Exposure
, !- View Factor to Ground
4, !- Number of Vertices
41.118, !- Vertex 1 X-coordinate {m}
55.077, !- Vertex 1 Y-coordinate {m}
0, !- Vertex 1 Z-coordinate {m}
41.118, !- Vertex 2 X-coordinate {m}
50.963, !- Vertex 2 Y-coordinate {m}
0, !- Vertex 2 Z-coordinate {m}
39.746, !- Vertex 3 X-coordinate {m}
50.963, !- Vertex 3 Y-coordinate {m}
0, !- Vertex 3 Z-coordinate {m}
39.746, !- Vertex 4 X-coordinate {m}
55.077, !- Vertex 4 Y-coordinate {m}
0, !- Vertex 4 Z-coordinate {m}
, !- Vertex 5 X-coordinate {m}
, !- Vertex 5 Y-coordinate {m}
, !- Vertex 5 Z-coordinate {m}
, !- Vertex 6 X-coordinate {m}
, !- Vertex 6 Y-coordinate {m}
, !- Vertex 6 Z-coordinate {m}
, !- Vertex 7 X-coordinate {m}
, !- Vertex 7 Y-coordinate {m}
, !- Vertex 7 Z-coordinate {m}
, !- Vertex 8 X-coordinate {m}
, !- Vertex 8 Y-coordinate {m}
, !- Vertex 8 Z-coordinate {m}
, !- Vertex 9 X-coordinate {m}
, !- Vertex 9 Y-coordinate {m}
, !- Vertex 9 Z-coordinate {m}
, !- Vertex 10 X-coordinate {m}
, !- Vertex 10 Y-coordinate {m}
, !- Vertex 10 Z-coordinate {m}
, !- Vertex 11 X-coordinate {m}
, !- Vertex 11 Y-coordinate {m}
, !- Vertex 11 Z-coordinate {m}
, !- Vertex 12 X-coordinate {m}
, !- Vertex 12 Y-coordinate {m}
, !- Vertex 12 Z-coordinate {m}
, !- Vertex 13 X-coordinate {m}
, !- Vertex 13 Y-coordinate {m}
, !- Vertex 13 Z-coordinate {m}
, !- Vertex 14 X-coordinate {m}
, !- Vertex 14 Y-coordinate {m}
, !- Vertex 14 Z-coordinate {m}
, !- Vertex 15 X-coordinate {m}
, !- Vertex 15 Y-coordinate {m}
, !- Vertex 15 Z-coordinate {m}
, !- Vertex 16 X-coordinate {m}
, !- Vertex 16 Y-coordinate {m}
, !- Vertex 16 Z-coordinate {m}
, !- Vertex 17 X-coordinate {m}
, !- Vertex 17 Y-coordinate {m}
, !- Vertex 17 Z-coordinate {m}
, !- Vertex 18 X-coordinate {m}
, !- Vertex 18 Y-coordinate {m}
, !- Vertex 18 Z-coordinate {m}
, !- Vertex 19 X-coordinate {m}
, !- Vertex 19 Y-coordinate {m}
, !- Vertex 19 Z-coordinate {m}
, !- Vertex 20 X-coordinate {m}
, !- Vertex 20 Y-coordinate {m}
; !- Vertex 20 Z-coordinate {m}
BuildingSurface:Detailed,
L1-Stairs_Srf_1, !- Name
Wall, !- Surface Type
Wall_Exterior, !- Construction Name
L1-Stairs Thermal Zone, !- Zone Name
Outdoors, !- Outside Boundary Condition
, !- Outside Boundary Condition Object
SunExposed, !- Sun Exposure
WindExposed, !- Wind Exposure
, !- View Factor to Ground
4, !- Number of Vertices
41.118, !- Vertex 1 X-coordinate {m}
55.077, !- Vertex 1 Y-coordinate {m}
2.134, !- Vertex 1 Z-coordinate {m}
41.118, !- Vertex 2 X-coordinate {m}
55.077, !- Vertex 2 Y-coordinate {m}
0, !- Vertex 2 Z-coordinate {m}
39.746, !- Vertex 3 X-coordinate {m}
55.077, !- Vertex 3 Y-coordinate {m}
0, !- Vertex 3 Z-coordinate {m}
39.746, !- Vertex 4 X-coordinate {m}
55.077, !- Vertex 4 Y-coordinate {m}
2.134, !- Vertex 4 Z-coordinate {m}
, !- Vertex 5 X-coordinate {m}
, !- Vertex 5 Y-coordinate {m}
, !- Vertex 5 Z-coordinate {m}
, !- Vertex 6 X-coordinate {m}
, !- Vertex 6 Y-coordinate {m}
, !- Vertex 6 Z-coordinate {m}
, !- Vertex 7 X-coordinate {m}
, !- Vertex 7 Y-coordinate {m}
, !- Vertex 7 Z-coordinate {m}
, !- Vertex 8 X-coordinate {m}
, !- Vertex 8 Y-coordinate {m}
, !- Vertex 8 Z-coordinate {m}
, !- Vertex 9 X-coordinate {m}
, !- Vertex 9 Y-coordinate {m}
, !- Vertex 9 Z-coordinate {m}
, !- Vertex 10 X-coordinate {m}
, !- Vertex 10 Y-coordinate {m}
, !- Vertex 10 Z-coordinate {m}
, !- Vertex 11 X-coordinate {m}
, !- Vertex 11 Y-coordinate {m}
, !- Vertex 11 Z-coordinate {m}
, !- Vertex 12 X-coordinate {m}
, !- Vertex 12 Y-coordinate {m}
, !- Vertex 12 Z-coordinate {m}
, !- Vertex 13 X-coordinate {m}
, !- Vertex 13 Y-coordinate {m}
, !- Vertex 13 Z-coordinate {m}
, !- Vertex 14 X-coordinate {m}
, !- Vertex 14 Y-coordinate {m}
, !- Vertex 14 Z-coordinate {m}
, !- Vertex 15 X-coordinate {m}
, !- Vertex 15 Y-coordinate {m}
, !- Vertex 15 Z-coordinate {m}
, !- Vertex 16 X-coordinate {m}
, !- Vertex 16 Y-coordinate {m}
, !- Vertex 16 Z-coordinate {m}
, !- Vertex 17 X-coordinate {m}
, !- Vertex 17 Y-coordinate {m}
, !- Vertex 17 Z-coordinate {m}
, !- Vertex 18 X-coordinate {m}
, !- Vertex 18 Y-coordinate {m}
, !- Vertex 18 Z-coordinate {m}
, !- Vertex 19 X-coordinate {m}
, !- Vertex 19 Y-coordinate {m}
, !- Vertex 19 Z-coordinate {m}
, !- Vertex 20 X-coordinate {m}
, !- Vertex 20 Y-coordinate {m}
; !- Vertex 20 Z-coordinate {m}
BuildingSurface:Detailed,
L1-Stairs_Srf_2, !- Name
Wall, !- Surface Type
Hole, !- Construction Name
L1-Stairs Thermal Zone, !- Zone Name
Surface, !- Outside Boundary Condition
L1-111-GroceryFreezer_Srf_1, !- Outside Boundary Condition Object
NoSun, !- Sun Exposure
NoWind, !- Wind Exposure
, !- View Factor to Ground
4, !- Number of Vertices
39.746, !- Vertex 1 X-coordinate {m}
55.077, !- Vertex 1 Y-coordinate {m}
2.134, !- Vertex 1 Z-coordinate {m}
39.746, !- Vertex 2 X-coordinate {m}
55.077, !- Vertex 2 Y-coordinate {m}
0, !- Vertex 2 Z-coordinate {m}
39.746, !- Vertex 3 X-coordinate {m}
50.963, !- Vertex 3 Y-coordinate {m}
0, !- Vertex 3 Z-coordinate {m}
39.746, !- Vertex 4 X-coordinate {m}
50.963, !- Vertex 4 Y-coordinate {m}
2.134, !- Vertex 4 Z-coordinate {m}
, !- Vertex 5 X-coordinate {m}
, !- Vertex 5 Y-coordinate {m}
, !- Vertex 5 Z-coordinate {m}
, !- Vertex 6 X-coordinate {m}
, !- Vertex 6 Y-coordinate {m}
, !- Vertex 6 Z-coordinate {m}
, !- Vertex 7 X-coordinate {m}
, !- Vertex 7 Y-coordinate {m}
, !- Vertex 7 Z-coordinate {m}
, !- Vertex 8 X-coordinate {m}
, !- Vertex 8 Y-coordinate {m}
, !- Vertex 8 Z-coordinate {m}
, !- Vertex 9 X-coordinate {m}
, !- Vertex 9 Y-coordinate {m}
, !- Vertex 9 Z-coordinate {m}
, !- Vertex 10 X-coordinate {m}
, !- Vertex 10 Y-coordinate {m}
, !- Vertex 10 Z-coordinate {m}
, !- Vertex 11 X-coordinate {m}
, !- Vertex 11 Y-coordinate {m}
, !- Vertex 11 Z-coordinate {m}
, !- Vertex 12 X-coordinate {m}
, !- Vertex 12 Y-coordinate {m}
, !- Vertex 12 Z-coordinate {m}
, !- Vertex 13 X-coordinate {m}
, !- Vertex 13 Y-coordinate {m}
, !- Vertex 13 Z-coordinate {m}
, !- Vertex 14 X-coordinate {m}
, !- Vertex 14 Y-coordinate {m}
, !- Vertex 14 Z-coordinate {m}
, !- Vertex 15 X-coordinate {m}
, !- Vertex 15 Y-coordinate {m}
, !- Vertex 15 Z-coordinate {m}
, !- Vertex 16 X-coordinate {m}
, !- Vertex 16 Y-coordinate {m}
, !- Vertex 16 Z-coordinate {m}
, !- Vertex 17 X-coordinate {m}
, !- Vertex 17 Y-coordinate {m}
, !- Vertex 17 Z-coordinate {m}
, !- Vertex 18 X-coordinate {m}
, !- Vertex 18 Y-coordinate {m}
, !- Vertex 18 Z-coordinate {m}
, !- Vertex 19 X-coordinate {m}
, !- Vertex 19 Y-coordinate {m}
, !- Vertex 19 Z-coordinate {m}
, !- Vertex 20 X-coordinate {m}
, !- Vertex 20 Y-coordinate {m}
; !- Vertex 20 Z-coordinate {m}
BuildingSurface:Detailed,
L1-Stairs_Srf_3, !- Name
Wall, !- Surface Type
Hole, !- Construction Name
L1-Stairs Thermal Zone, !- Zone Name
Surface, !- Outside Boundary Condition
L1-110-ProducePrep_Srf_10, !- Outside Boundary Condition Object
NoSun, !- Sun Exposure
NoWind, !- Wind Exposure
, !- View Factor to Ground
4, !- Number of Vertices
39.746, !- Vertex 1 X-coordinate {m}
50.963, !- Vertex 1 Y-coordinate {m}
2.134, !- Vertex 1 Z-coordinate {m}
39.746, !- Vertex 2 X-coordinate {m}
50.963, !- Vertex 2 Y-coordinate {m}
0, !- Vertex 2 Z-coordinate {m}
41.118, !- Vertex 3 X-coordinate {m}
50.963, !- Vertex 3 Y-coordinate {m}
0, !- Vertex 3 Z-coordinate {m}
41.118, !- Vertex 4 X-coordinate {m}
50.963, !- Vertex 4 Y-coordinate {m}
2.134, !- Vertex 4 Z-coordinate {m}
, !- Vertex 5 X-coordinate {m}
, !- Vertex 5 Y-coordinate {m}
, !- Vertex 5 Z-coordinate {m}
, !- Vertex 6 X-coordinate {m}
, !- Vertex 6 Y-coordinate {m}
, !- Vertex 6 Z-coordinate {m}
, !- Vertex 7 X-coordinate {m}
, !- Vertex 7 Y-coordinate {m}
, !- Vertex 7 Z-coordinate {m}
, !- Vertex 8 X-coordinate {m}
, !- Vertex 8 Y-coordinate {m}
, !- Vertex 8 Z-coordinate {m}
, !- Vertex 9 X-coordinate {m}
, !- Vertex 9 Y-coordinate {m}
, !- Vertex 9 Z-coordinate {m}
, !- Vertex 10 X-coordinate {m}
, !- Vertex 10 Y-coordinate {m}
, !- Vertex 10 Z-coordinate {m}
, !- Vertex 11 X-coordinate {m}
, !- Vertex 11 Y-coordinate {m}
, !- Vertex 11 Z-coordinate {m}
, !- Vertex 12 X-coordinate {m}
, !- Vertex 12 Y-coordinate {m}
, !- Vertex 12 Z-coordinate {m}
, !- Vertex 13 X-coordinate {m}
, !- Vertex 13 Y-coordinate {m}
, !- Vertex 13 Z-coordinate {m}
, !- Vertex 14 X-coordinate {m}
, !- Vertex 14 Y-coordinate {m}
, !- Vertex 14 Z-coordinate {m}
, !- Vertex 15 X-coordinate {m}
, !- Vertex 15 Y-coordinate {m}
, !- Vertex 15 Z-coordinate {m}
, !- Vertex 16 X-coordinate {m}
, !- Vertex 16 Y-coordinate {m}
, !- Vertex 16 Z-coordinate {m}
, !- Vertex 17 X-coordinate {m}
, !- Vertex 17 Y-coordinate {m}
, !- Vertex 17 Z-coordinate {m}
, !- Vertex 18 X-coordinate {m}
, !- Vertex 18 Y-coordinate {m}
, !- Vertex 18 Z-coordinate {m}
, !- Vertex 19 X-coordinate {m}
, !- Vertex 19 Y-coordinate {m}
, !- Vertex 19 Z-coordinate {m}
, !- Vertex 20 X-coordinate {m}
, !- Vertex 20 Y-coordinate {m}
; !- Vertex 20 Z-coordinate {m}
BuildingSurface:Detailed,
L1-Stairs_Srf_4, !- Name
Wall, !- Surface Type
Hole, !- Construction Name
L1-Stairs Thermal Zone, !- Zone Name
Surface, !- Outside Boundary Condition
L1-112-DairyCooler_Srf_3,!- Outside Boundary Condition Object
NoSun, !- Sun Exposure
NoWind, !- Wind Exposure
, !- View Factor to Ground
4, !- Number of Vertices
41.118, !- Vertex 1 X-coordinate {m}
50.963, !- Vertex 1 Y-coordinate {m}
2.134, !- Vertex 1 Z-coordinate {m}
41.118, !- Vertex 2 X-coordinate {m}
50.963, !- Vertex 2 Y-coordinate {m}
0, !- Vertex 2 Z-coordinate {m}
41.118, !- Vertex 3 X-coordinate {m}
55.077, !- Vertex 3 Y-coordinate {m}
0, !- Vertex 3 Z-coordinate {m}
41.118, !- Vertex 4 X-coordinate {m}
55.077, !- Vertex 4 Y-coordinate {m}
2.134, !- Vertex 4 Z-coordinate {m}
, !- Vertex 5 X-coordinate {m}
, !- Vertex 5 Y-coordinate {m}
, !- Vertex 5 Z-coordinate {m}
, !- Vertex 6 X-coordinate {m}
, !- Vertex 6 Y-coordinate {m}
, !- Vertex 6 Z-coordinate {m}
, !- Vertex 7 X-coordinate {m}
, !- Vertex 7 Y-coordinate {m}
, !- Vertex 7 Z-coordinate {m}
, !- Vertex 8 X-coordinate {m}
, !- Vertex 8 Y-coordinate {m}
, !- Vertex 8 Z-coordinate {m}
, !- Vertex 9 X-coordinate {m}
, !- Vertex 9 Y-coordinate {m}
, !- Vertex 9 Z-coordinate {m}
, !- Vertex 10 X-coordinate {m}
, !- Vertex 10 Y-coordinate {m}
, !- Vertex 10 Z-coordinate {m}
, !- Vertex 11 X-coordinate {m}
, !- Vertex 11 Y-coordinate {m}
, !- Vertex 11 Z-coordinate {m}
, !- Vertex 12 X-coordinate {m}
, !- Vertex 12 Y-coordinate {m}
, !- Vertex 12 Z-coordinate {m}
, !- Vertex 13 X-coordinate {m}
, !- Vertex 13 Y-coordinate {m}
, !- Vertex 13 Z-coordinate {m}
, !- Vertex 14 X-coordinate {m}
, !- Vertex 14 Y-coordinate {m}
, !- Vertex 14 Z-coordinate {m}
, !- Vertex 15 X-coordinate {m}
, !- Vertex 15 Y-coordinate {m}
, !- Vertex 15 Z-coordinate {m}
, !- Vertex 16 X-coordinate {m}
, !- Vertex 16 Y-coordinate {m}
, !- Vertex 16 Z-coordinate {m}
, !- Vertex 17 X-coordinate {m}
, !- Vertex 17 Y-coordinate {m}
, !- Vertex 17 Z-coordinate {m}
, !- Vertex 18 X-coordinate {m}
, !- Vertex 18 Y-coordinate {m}
, !- Vertex 18 Z-coordinate {m}
, !- Vertex 19 X-coordinate {m}
, !- Vertex 19 Y-coordinate {m}
, !- Vertex 19 Z-coordinate {m}
, !- Vertex 20 X-coordinate {m}
, !- Vertex 20 Y-coordinate {m}
; !- Vertex 20 Z-coordinate {m}
BuildingSurface:Detailed,
L1-Stairs_Srf_5, !- Name
Roof, !- Surface Type
Roof_BOH, !- Construction Name
L1-Stairs Thermal Zone, !- Zone Name
Outdoors, !- Outside Boundary Condition
, !- Outside Boundary Condition Object
SunExposed, !- Sun Exposure
WindExposed, !- Wind Exposure
, !- View Factor to Ground
4, !- Number of Vertices
39.746, !- Vertex 1 X-coordinate {m}
55.077, !- Vertex 1 Y-coordinate {m}
2.134, !- Vertex 1 Z-coordinate {m}
39.746, !- Vertex 2 X-coordinate {m}
50.963, !- Vertex 2 Y-coordinate {m}
2.134, !- Vertex 2 Z-coordinate {m}
41.118, !- Vertex 3 X-coordinate {m}
50.963, !- Vertex 3 Y-coordinate {m}
2.134, !- Vertex 3 Z-coordinate {m}
41.118, !- Vertex 4 X-coordinate {m}
55.077, !- Vertex 4 Y-coordinate {m}
2.134, !- Vertex 4 Z-coordinate {m}
, !- Vertex 5 X-coordinate {m}
, !- Vertex 5 Y-coordinate {m}
, !- Vertex 5 Z-coordinate {m}
, !- Vertex 6 X-coordinate {m}
, !- Vertex 6 Y-coordinate {m}
, !- Vertex 6 Z-coordinate {m}
, !- Vertex 7 X-coordinate {m}
, !- Vertex 7 Y-coordinate {m}
, !- Vertex 7 Z-coordinate {m}
, !- Vertex 8 X-coordinate {m}
, !- Vertex 8 Y-coordinate {m}
, !- Vertex 8 Z-coordinate {m}
, !- Vertex 9 X-coordinate {m}
, !- Vertex 9 Y-coordinate {m}
, !- Vertex 9 Z-coordinate {m}
, !- Vertex 10 X-coordinate {m}
, !- Vertex 10 Y-coordinate {m}
, !- Vertex 10 Z-coordinate {m}
, !- Vertex 11 X-coordinate {m}
, !- Vertex 11 Y-coordinate {m}
, !- Vertex 11 Z-coordinate {m}
, !- Vertex 12 X-coordinate {m}
, !- Vertex 12 Y-coordinate {m}
, !- Vertex 12 Z-coordinate {m}
, !- Vertex 13 X-coordinate {m}
, !- Vertex 13 Y-coordinate {m}
, !- Vertex 13 Z-coordinate {m}
, !- Vertex 14 X-coordinate {m}
, !- Vertex 14 Y-coordinate {m}
, !- Vertex 14 Z-coordinate {m}
, !- Vertex 15 X-coordinate {m}
, !- Vertex 15 Y-coordinate {m}
, !- Vertex 15 Z-coordinate {m}
, !- Vertex 16 X-coordinate {m}
, !- Vertex 16 Y-coordinate {m}
, !- Vertex 16 Z-coordinate {m}
, !- Vertex 17 X-coordinate {m}
, !- Vertex 17 Y-coordinate {m}
, !- Vertex 17 Z-coordinate {m}
, !- Vertex 18 X-coordinate {m}
, !- Vertex 18 Y-coordinate {m}
, !- Vertex 18 Z-coordinate {m}
, !- Vertex 19 X-coordinate {m}
, !- Vertex 19 Y-coordinate {m}
, !- Vertex 19 Z-coordinate {m}
, !- Vertex 20 X-coordinate {m}
, !- Vertex 20 Y-coordinate {m}
; !- Vertex 20 Z-coordinate {m}
BuildingSurface:Detailed,
L2-201-Corridor_Srf_0, !- Name
Floor, !- Surface Type
Hole, !- Construction Name
L2-201-Corridor Thermal Zone, !- Zone Name
outdoors, !- Outside Boundary Condition
, !- Outside Boundary Condition Object
SunExposed, !- Sun Exposure
WindExposed, !- Wind Exposure
, !- View Factor to Ground
4, !- Number of Vertices
46.055, !- Vertex 1 X-coordinate {m}
55.899, !- Vertex 1 Y-coordinate {m}
5.715, !- Vertex 1 Z-coordinate {m}
46.055, !- Vertex 2 X-coordinate {m}
55.077, !- Vertex 2 Y-coordinate {m}
5.715, !- Vertex 2 Z-coordinate {m}
38.222, !- Vertex 3 X-coordinate {m}
55.077, !- Vertex 3 Y-coordinate {m}
5.715, !- Vertex 3 Z-coordinate {m}
38.222, !- Vertex 4 X-coordinate {m}
55.899, !- Vertex 4 Y-coordinate {m}
5.715, !- Vertex 4 Z-coordinate {m}
, !- Vertex 5 X-coordinate {m}
, !- Vertex 5 Y-coordinate {m}
, !- Vertex 5 Z-coordinate {m}
, !- Vertex 6 X-coordinate {m}
, !- Vertex 6 Y-coordinate {m}
, !- Vertex 6 Z-coordinate {m}
, !- Vertex 7 X-coordinate {m}
, !- Vertex 7 Y-coordinate {m}
, !- Vertex 7 Z-coordinate {m}
, !- Vertex 8 X-coordinate {m}
, !- Vertex 8 Y-coordinate {m}
, !- Vertex 8 Z-coordinate {m}
, !- Vertex 9 X-coordinate {m}
, !- Vertex 9 Y-coordinate {m}
, !- Vertex 9 Z-coordinate {m}
, !- Vertex 10 X-coordinate {m}
, !- Vertex 10 Y-coordinate {m}
, !- Vertex 10 Z-coordinate {m}
, !- Vertex 11 X-coordinate {m}
, !- Vertex 11 Y-coordinate {m}
, !- Vertex 11 Z-coordinate {m}
, !- Vertex 12 X-coordinate {m}
, !- Vertex 12 Y-coordinate {m}
, !- Vertex 12 Z-coordinate {m}
, !- Vertex 13 X-coordinate {m}
, !- Vertex 13 Y-coordinate {m}
, !- Vertex 13 Z-coordinate {m}
, !- Vertex 14 X-coordinate {m}
, !- Vertex 14 Y-coordinate {m}
, !- Vertex 14 Z-coordinate {m}
, !- Vertex 15 X-coordinate {m}
, !- Vertex 15 Y-coordinate {m}
, !- Vertex 15 Z-coordinate {m}
, !- Vertex 16 X-coordinate {m}
, !- Vertex 16 Y-coordinate {m}
, !- Vertex 16 Z-coordinate {m}
, !- Vertex 17 X-coordinate {m}
, !- Vertex 17 Y-coordinate {m}
, !- Vertex 17 Z-coordinate {m}
, !- Vertex 18 X-coordinate {m}
, !- Vertex 18 Y-coordinate {m}
, !- Vertex 18 Z-coordinate {m}
, !- Vertex 19 X-coordinate {m}
, !- Vertex 19 Y-coordinate {m}
, !- Vertex 19 Z-coordinate {m}
, !- Vertex 20 X-coordinate {m}
, !- Vertex 20 Y-coordinate {m}
; !- Vertex 20 Z-coordinate {m}
BuildingSurface:Detailed,
L2-201-Corridor_Srf_1, !- Name
Wall, !- Surface Type
Hole, !- Construction Name
L2-201-Corridor Thermal Zone, !- Zone Name
Surface, !- Outside Boundary Condition
L2-201-Storage_Srf_6, !- Outside Boundary Condition Object
NoSun, !- Sun Exposure
NoWind, !- Wind Exposure
, !- View Factor to Ground
4, !- Number of Vertices
41.118, !- Vertex 1 X-coordinate {m}
55.077, !- Vertex 1 Y-coordinate {m}
9.373, !- Vertex 1 Z-coordinate {m}
41.118, !- Vertex 2 X-coordinate {m}
55.077, !- Vertex 2 Y-coordinate {m}
5.715, !- Vertex 2 Z-coordinate {m}
46.055, !- Vertex 3 X-coordinate {m}
55.077, !- Vertex 3 Y-coordinate {m}
5.715, !- Vertex 3 Z-coordinate {m}
46.055, !- Vertex 4 X-coordinate {m}
55.077, !- Vertex 4 Y-coordinate {m}
9.373, !- Vertex 4 Z-coordinate {m}
, !- Vertex 5 X-coordinate {m}
, !- Vertex 5 Y-coordinate {m}
, !- Vertex 5 Z-coordinate {m}
, !- Vertex 6 X-coordinate {m}
, !- Vertex 6 Y-coordinate {m}
, !- Vertex 6 Z-coordinate {m}
, !- Vertex 7 X-coordinate {m}
, !- Vertex 7 Y-coordinate {m}
, !- Vertex 7 Z-coordinate {m}
, !- Vertex 8 X-coordinate {m}
, !- Vertex 8 Y-coordinate {m}
, !- Vertex 8 Z-coordinate {m}
, !- Vertex 9 X-coordinate {m}
, !- Vertex 9 Y-coordinate {m}
, !- Vertex 9 Z-coordinate {m}
, !- Vertex 10 X-coordinate {m}
, !- Vertex 10 Y-coordinate {m}
, !- Vertex 10 Z-coordinate {m}
, !- Vertex 11 X-coordinate {m}
, !- Vertex 11 Y-coordinate {m}
, !- Vertex 11 Z-coordinate {m}
, !- Vertex 12 X-coordinate {m}
, !- Vertex 12 Y-coordinate {m}
, !- Vertex 12 Z-coordinate {m}
, !- Vertex 13 X-coordinate {m}
, !- Vertex 13 Y-coordinate {m}
, !- Vertex 13 Z-coordinate {m}
, !- Vertex 14 X-coordinate {m}
, !- Vertex 14 Y-coordinate {m}
, !- Vertex 14 Z-coordinate {m}
, !- Vertex 15 X-coordinate {m}
, !- Vertex 15 Y-coordinate {m}
, !- Vertex 15 Z-coordinate {m}
, !- Vertex 16 X-coordinate {m}
, !- Vertex 16 Y-coordinate {m}
, !- Vertex 16 Z-coordinate {m}
, !- Vertex 17 X-coordinate {m}
, !- Vertex 17 Y-coordinate {m}
, !- Vertex 17 Z-coordinate {m}
, !- Vertex 18 X-coordinate {m}
, !- Vertex 18 Y-coordinate {m}
, !- Vertex 18 Z-coordinate {m}
, !- Vertex 19 X-coordinate {m}
, !- Vertex 19 Y-coordinate {m}
, !- Vertex 19 Z-coordinate {m}
, !- Vertex 20 X-coordinate {m}
, !- Vertex 20 Y-coordinate {m}
; !- Vertex 20 Z-coordinate {m}
BuildingSurface:Detailed,
L2-201-Corridor_Srf_2, !- Name
Wall, !- Surface Type
Wall_Exterior, !- Construction Name
L2-201-Corridor Thermal Zone, !- Zone Name
Outdoors, !- Outside Boundary Condition
, !- Outside Boundary Condition Object
SunExposed, !- Sun Exposure
WindExposed, !- Wind Exposure
, !- View Factor to Ground
4, !- Number of Vertices
38.222, !- Vertex 1 X-coordinate {m}
55.077, !- Vertex 1 Y-coordinate {m}
9.373, !- Vertex 1 Z-coordinate {m}
38.222, !- Vertex 2 X-coordinate {m}
55.077, !- Vertex 2 Y-coordinate {m}
5.715, !- Vertex 2 Z-coordinate {m}
41.118, !- Vertex 3 X-coordinate {m}
55.077, !- Vertex 3 Y-coordinate {m}
5.715, !- Vertex 3 Z-coordinate {m}
41.118, !- Vertex 4 X-coordinate {m}
55.077, !- Vertex 4 Y-coordinate {m}
9.373, !- Vertex 4 Z-coordinate {m}
, !- Vertex 5 X-coordinate {m}
, !- Vertex 5 Y-coordinate {m}
, !- Vertex 5 Z-coordinate {m}
, !- Vertex 6 X-coordinate {m}
, !- Vertex 6 Y-coordinate {m}
, !- Vertex 6 Z-coordinate {m}
, !- Vertex 7 X-coordinate {m}
, !- Vertex 7 Y-coordinate {m}
, !- Vertex 7 Z-coordinate {m}
, !- Vertex 8 X-coordinate {m}
, !- Vertex 8 Y-coordinate {m}
, !- Vertex 8 Z-coordinate {m}
, !- Vertex 9 X-coordinate {m}
, !- Vertex 9 Y-coordinate {m}
, !- Vertex 9 Z-coordinate {m}
, !- Vertex 10 X-coordinate {m}
, !- Vertex 10 Y-coordinate {m}
, !- Vertex 10 Z-coordinate {m}
, !- Vertex 11 X-coordinate {m}
, !- Vertex 11 Y-coordinate {m}
, !- Vertex 11 Z-coordinate {m}
, !- Vertex 12 X-coordinate {m}
, !- Vertex 12 Y-coordinate {m}
, !- Vertex 12 Z-coordinate {m}
, !- Vertex 13 X-coordinate {m}
, !- Vertex 13 Y-coordinate {m}
, !- Vertex 13 Z-coordinate {m}
, !- Vertex 14 X-coordinate {m}
, !- Vertex 14 Y-coordinate {m}
, !- Vertex 14 Z-coordinate {m}
, !- Vertex 15 X-coordinate {m}
, !- Vertex 15 Y-coordinate {m}
, !- Vertex 15 Z-coordinate {m}
, !- Vertex 16 X-coordinate {m}
, !- Vertex 16 Y-coordinate {m}
, !- Vertex 16 Z-coordinate {m}
, !- Vertex 17 X-coordinate {m}
, !- Vertex 17 Y-coordinate {m}
, !- Vertex 17 Z-coordinate {m}
, !- Vertex 18 X-coordinate {m}
, !- Vertex 18 Y-coordinate {m}
, !- Vertex 18 Z-coordinate {m}
, !- Vertex 19 X-coordinate {m}
, !- Vertex 19 Y-coordinate {m}
, !- Vertex 19 Z-coordinate {m}
, !- Vertex 20 X-coordinate {m}
, !- Vertex 20 Y-coordinate {m}
; !- Vertex 20 Z-coordinate {m}
BuildingSurface:Detailed,
L2-201-Corridor_Srf_3, !- Name
Wall, !- Surface Type
Wall_Exterior, !- Construction Name
L2-201-Corridor Thermal Zone, !- Zone Name
Outdoors, !- Outside Boundary Condition
, !- Outside Boundary Condition Object
SunExposed, !- Sun Exposure
WindExposed, !- Wind Exposure
, !- View Factor to Ground
4, !- Number of Vertices
38.222, !- Vertex 1 X-coordinate {m}
55.899, !- Vertex 1 Y-coordinate {m}
9.373, !- Vertex 1 Z-coordinate {m}
38.222, !- Vertex 2 X-coordinate {m}
55.899, !- Vertex 2 Y-coordinate {m}
5.715, !- Vertex 2 Z-coordinate {m}
38.222, !- Vertex 3 X-coordinate {m}
55.077, !- Vertex 3 Y-coordinate {m}
5.715, !- Vertex 3 Z-coordinate {m}
38.222, !- Vertex 4 X-coordinate {m}
55.077, !- Vertex 4 Y-coordinate {m}
9.373, !- Vertex 4 Z-coordinate {m}
, !- Vertex 5 X-coordinate {m}
, !- Vertex 5 Y-coordinate {m}
, !- Vertex 5 Z-coordinate {m}
, !- Vertex 6 X-coordinate {m}
, !- Vertex 6 Y-coordinate {m}
, !- Vertex 6 Z-coordinate {m}
, !- Vertex 7 X-coordinate {m}
, !- Vertex 7 Y-coordinate {m}
, !- Vertex 7 Z-coordinate {m}
, !- Vertex 8 X-coordinate {m}
, !- Vertex 8 Y-coordinate {m}
, !- Vertex 8 Z-coordinate {m}
, !- Vertex 9 X-coordinate {m}
, !- Vertex 9 Y-coordinate {m}
, !- Vertex 9 Z-coordinate {m}
, !- Vertex 10 X-coordinate {m}
, !- Vertex 10 Y-coordinate {m}
, !- Vertex 10 Z-coordinate {m}
, !- Vertex 11 X-coordinate {m}
, !- Vertex 11 Y-coordinate {m}
, !- Vertex 11 Z-coordinate {m}
, !- Vertex 12 X-coordinate {m}
, !- Vertex 12 Y-coordinate {m}
, !- Vertex 12 Z-coordinate {m}
, !- Vertex 13 X-coordinate {m}
, !- Vertex 13 Y-coordinate {m}
, !- Vertex 13 Z-coordinate {m}
, !- Vertex 14 X-coordinate {m}
, !- Vertex 14 Y-coordinate {m}
, !- Vertex 14 Z-coordinate {m}
, !- Vertex 15 X-coordinate {m}
, !- Vertex 15 Y-coordinate {m}
, !- Vertex 15 Z-coordinate {m}
, !- Vertex 16 X-coordinate {m}
, !- Vertex 16 Y-coordinate {m}
, !- Vertex 16 Z-coordinate {m}
, !- Vertex 17 X-coordinate {m}
, !- Vertex 17 Y-coordinate {m}
, !- Vertex 17 Z-coordinate {m}
, !- Vertex 18 X-coordinate {m}
, !- Vertex 18 Y-coordinate {m}
, !- Vertex 18 Z-coordinate {m}
, !- Vertex 19 X-coordinate {m}
, !- Vertex 19 Y-coordinate {m}
, !- Vertex 19 Z-coordinate {m}
, !- Vertex 20 X-coordinate {m}
, !- Vertex 20 Y-coordinate {m}
; !- Vertex 20 Z-coordinate {m}
BuildingSurface:Detailed,
L2-201-Corridor_Srf_4, !- Name
Wall, !- Surface Type
Wall_Exterior, !- Construction Name
L2-201-Corridor Thermal Zone, !- Zone Name
Outdoors, !- Outside Boundary Condition
, !- Outside Boundary Condition Object
SunExposed, !- Sun Exposure
WindExposed, !- Wind Exposure
, !- View Factor to Ground
4, !- Number of Vertices
46.055, !- Vertex 1 X-coordinate {m}
55.899, !- Vertex 1 Y-coordinate {m}
9.373, !- Vertex 1 Z-coordinate {m}
46.055, !- Vertex 2 X-coordinate {m}
55.899, !- Vertex 2 Y-coordinate {m}
5.715, !- Vertex 2 Z-coordinate {m}
38.222, !- Vertex 3 X-coordinate {m}
55.899, !- Vertex 3 Y-coordinate {m}
5.715, !- Vertex 3 Z-coordinate {m}
38.222, !- Vertex 4 X-coordinate {m}
55.899, !- Vertex 4 Y-coordinate {m}
9.373, !- Vertex 4 Z-coordinate {m}
, !- Vertex 5 X-coordinate {m}
, !- Vertex 5 Y-coordinate {m}
, !- Vertex 5 Z-coordinate {m}
, !- Vertex 6 X-coordinate {m}
, !- Vertex 6 Y-coordinate {m}
, !- Vertex 6 Z-coordinate {m}
, !- Vertex 7 X-coordinate {m}
, !- Vertex 7 Y-coordinate {m}
, !- Vertex 7 Z-coordinate {m}
, !- Vertex 8 X-coordinate {m}
, !- Vertex 8 Y-coordinate {m}
, !- Vertex 8 Z-coordinate {m}
, !- Vertex 9 X-coordinate {m}
, !- Vertex 9 Y-coordinate {m}
, !- Vertex 9 Z-coordinate {m}
, !- Vertex 10 X-coordinate {m}
, !- Vertex 10 Y-coordinate {m}
, !- Vertex 10 Z-coordinate {m}
, !- Vertex 11 X-coordinate {m}
, !- Vertex 11 Y-coordinate {m}
, !- Vertex 11 Z-coordinate {m}
, !- Vertex 12 X-coordinate {m}
, !- Vertex 12 Y-coordinate {m}
, !- Vertex 12 Z-coordinate {m}
, !- Vertex 13 X-coordinate {m}
, !- Vertex 13 Y-coordinate {m}
, !- Vertex 13 Z-coordinate {m}
, !- Vertex 14 X-coordinate {m}
, !- Vertex 14 Y-coordinate {m}
, !- Vertex 14 Z-coordinate {m}
, !- Vertex 15 X-coordinate {m}
, !- Vertex 15 Y-coordinate {m}
, !- Vertex 15 Z-coordinate {m}
, !- Vertex 16 X-coordinate {m}
, !- Vertex 16 Y-coordinate {m}
, !- Vertex 16 Z-coordinate {m}
, !- Vertex 17 X-coordinate {m}
, !- Vertex 17 Y-coordinate {m}
, !- Vertex 17 Z-coordinate {m}
, !- Vertex 18 X-coordinate {m}
, !- Vertex 18 Y-coordinate {m}
, !- Vertex 18 Z-coordinate {m}
, !- Vertex 19 X-coordinate {m}
, !- Vertex 19 Y-coordinate {m}
, !- Vertex 19 Z-coordinate {m}
, !- Vertex 20 X-coordinate {m}
, !- Vertex 20 Y-coordinate {m}
; !- Vertex 20 Z-coordinate {m}
BuildingSurface:Detailed,
L2-201-Corridor_Srf_5, !- Name
Wall, !- Surface Type
Hole, !- Construction Name
L2-201-Corridor Thermal Zone, !- Zone Name
Surface, !- Outside Boundary Condition
L2-201-Storage_Srf_7, !- Outside Boundary Condition Object
NoSun, !- Sun Exposure
NoWind, !- Wind Exposure
, !- View Factor to Ground
4, !- Number of Vertices
46.055, !- Vertex 1 X-coordinate {m}
55.077, !- Vertex 1 Y-coordinate {m}
9.373, !- Vertex 1 Z-coordinate {m}
46.055, !- Vertex 2 X-coordinate {m}
55.077, !- Vertex 2 Y-coordinate {m}
5.715, !- Vertex 2 Z-coordinate {m}
46.055, !- Vertex 3 X-coordinate {m}
55.899, !- Vertex 3 Y-coordinate {m}
5.715, !- Vertex 3 Z-coordinate {m}
46.055, !- Vertex 4 X-coordinate {m}
55.899, !- Vertex 4 Y-coordinate {m}
9.373, !- Vertex 4 Z-coordinate {m}
, !- Vertex 5 X-coordinate {m}
, !- Vertex 5 Y-coordinate {m}
, !- Vertex 5 Z-coordinate {m}
, !- Vertex 6 X-coordinate {m}
, !- Vertex 6 Y-coordinate {m}
, !- Vertex 6 Z-coordinate {m}
, !- Vertex 7 X-coordinate {m}
, !- Vertex 7 Y-coordinate {m}
, !- Vertex 7 Z-coordinate {m}
, !- Vertex 8 X-coordinate {m}
, !- Vertex 8 Y-coordinate {m}
, !- Vertex 8 Z-coordinate {m}
, !- Vertex 9 X-coordinate {m}
, !- Vertex 9 Y-coordinate {m}
, !- Vertex 9 Z-coordinate {m}
, !- Vertex 10 X-coordinate {m}
, !- Vertex 10 Y-coordinate {m}
, !- Vertex 10 Z-coordinate {m}
, !- Vertex 11 X-coordinate {m}
, !- Vertex 11 Y-coordinate {m}
, !- Vertex 11 Z-coordinate {m}
, !- Vertex 12 X-coordinate {m}
, !- Vertex 12 Y-coordinate {m}
, !- Vertex 12 Z-coordinate {m}
, !- Vertex 13 X-coordinate {m}
, !- Vertex 13 Y-coordinate {m}
, !- Vertex 13 Z-coordinate {m}
, !- Vertex 14 X-coordinate {m}
, !- Vertex 14 Y-coordinate {m}
, !- Vertex 14 Z-coordinate {m}
, !- Vertex 15 X-coordinate {m}
, !- Vertex 15 Y-coordinate {m}
, !- Vertex 15 Z-coordinate {m}
, !- Vertex 16 X-coordinate {m}
, !- Vertex 16 Y-coordinate {m}
, !- Vertex 16 Z-coordinate {m}
, !- Vertex 17 X-coordinate {m}
, !- Vertex 17 Y-coordinate {m}
, !- Vertex 17 Z-coordinate {m}
, !- Vertex 18 X-coordinate {m}
, !- Vertex 18 Y-coordinate {m}
, !- Vertex 18 Z-coordinate {m}
, !- Vertex 19 X-coordinate {m}
, !- Vertex 19 Y-coordinate {m}
, !- Vertex 19 Z-coordinate {m}
, !- Vertex 20 X-coordinate {m}
, !- Vertex 20 Y-coordinate {m}
; !- Vertex 20 Z-coordinate {m}
BuildingSurface:Detailed,
L2-201-Corridor_Srf_6, !- Name
Roof, !- Surface Type
Roof_BOH, !- Construction Name
L2-201-Corridor Thermal Zone, !- Zone Name
Outdoors, !- Outside Boundary Condition
, !- Outside Boundary Condition Object
SunExposed, !- Sun Exposure
WindExposed, !- Wind Exposure
, !- View Factor to Ground
4, !- Number of Vertices
38.222, !- Vertex 1 X-coordinate {m}
55.899, !- Vertex 1 Y-coordinate {m}
9.373, !- Vertex 1 Z-coordinate {m}
38.222, !- Vertex 2 X-coordinate {m}
55.077, !- Vertex 2 Y-coordinate {m}
9.373, !- Vertex 2 Z-coordinate {m}
46.055, !- Vertex 3 X-coordinate {m}
55.077, !- Vertex 3 Y-coordinate {m}
9.373, !- Vertex 3 Z-coordinate {m}
46.055, !- Vertex 4 X-coordinate {m}
55.899, !- Vertex 4 Y-coordinate {m}
9.373, !- Vertex 4 Z-coordinate {m}
, !- Vertex 5 X-coordinate {m}
, !- Vertex 5 Y-coordinate {m}
, !- Vertex 5 Z-coordinate {m}
, !- Vertex 6 X-coordinate {m}
, !- Vertex 6 Y-coordinate {m}
, !- Vertex 6 Z-coordinate {m}
, !- Vertex 7 X-coordinate {m}
, !- Vertex 7 Y-coordinate {m}
, !- Vertex 7 Z-coordinate {m}
, !- Vertex 8 X-coordinate {m}
, !- Vertex 8 Y-coordinate {m}
, !- Vertex 8 Z-coordinate {m}
, !- Vertex 9 X-coordinate {m}
, !- Vertex 9 Y-coordinate {m}
, !- Vertex 9 Z-coordinate {m}
, !- Vertex 10 X-coordinate {m}
, !- Vertex 10 Y-coordinate {m}
, !- Vertex 10 Z-coordinate {m}
, !- Vertex 11 X-coordinate {m}
, !- Vertex 11 Y-coordinate {m}
, !- Vertex 11 Z-coordinate {m}
, !- Vertex 12 X-coordinate {m}
, !- Vertex 12 Y-coordinate {m}
, !- Vertex 12 Z-coordinate {m}
, !- Vertex 13 X-coordinate {m}
, !- Vertex 13 Y-coordinate {m}
, !- Vertex 13 Z-coordinate {m}
, !- Vertex 14 X-coordinate {m}
, !- Vertex 14 Y-coordinate {m}
, !- Vertex 14 Z-coordinate {m}
, !- Vertex 15 X-coordinate {m}
, !- Vertex 15 Y-coordinate {m}
, !- Vertex 15 Z-coordinate {m}
, !- Vertex 16 X-coordinate {m}
, !- Vertex 16 Y-coordinate {m}
, !- Vertex 16 Z-coordinate {m}
, !- Vertex 17 X-coordinate {m}
, !- Vertex 17 Y-coordinate {m}
, !- Vertex 17 Z-coordinate {m}
, !- Vertex 18 X-coordinate {m}
, !- Vertex 18 Y-coordinate {m}
, !- Vertex 18 Z-coordinate {m}
, !- Vertex 19 X-coordinate {m}
, !- Vertex 19 Y-coordinate {m}
, !- Vertex 19 Z-coordinate {m}
, !- Vertex 20 X-coordinate {m}
, !- Vertex 20 Y-coordinate {m}
; !- Vertex 20 Z-coordinate {m}
BuildingSurface:Detailed,
L2-201-ExgStorage_Srf_0, !- Name
Floor, !- Surface Type
Hole, !- Construction Name
L2-201-ExgStorage Thermal Zone, !- Zone Name
outdoors, !- Outside Boundary Condition
, !- Outside Boundary Condition Object
SunExposed, !- Sun Exposure
WindExposed, !- Wind Exposure
, !- View Factor to Ground
5, !- Number of Vertices
63.315, !- Vertex 1 X-coordinate {m}
60.803, !- Vertex 1 Y-coordinate {m}
5.715, !- Vertex 1 Z-coordinate {m}
61.692, !- Vertex 2 X-coordinate {m}
59.131, !- Vertex 2 Y-coordinate {m}
5.715, !- Vertex 2 Z-coordinate {m}
53.31, !- Vertex 3 X-coordinate {m}
59.131, !- Vertex 3 Y-coordinate {m}
5.715, !- Vertex 3 Z-coordinate {m}
51.459, !- Vertex 4 X-coordinate {m}
61.139, !- Vertex 4 Y-coordinate {m}
5.715, !- Vertex 4 Z-coordinate {m}
62.969, !- Vertex 5 X-coordinate {m}
61.139, !- Vertex 5 Y-coordinate {m}
5.715, !- Vertex 5 Z-coordinate {m}
, !- Vertex 6 X-coordinate {m}
, !- Vertex 6 Y-coordinate {m}
, !- Vertex 6 Z-coordinate {m}
, !- Vertex 7 X-coordinate {m}
, !- Vertex 7 Y-coordinate {m}
, !- Vertex 7 Z-coordinate {m}
, !- Vertex 8 X-coordinate {m}
, !- Vertex 8 Y-coordinate {m}
, !- Vertex 8 Z-coordinate {m}
, !- Vertex 9 X-coordinate {m}
, !- Vertex 9 Y-coordinate {m}
, !- Vertex 9 Z-coordinate {m}
, !- Vertex 10 X-coordinate {m}
, !- Vertex 10 Y-coordinate {m}
, !- Vertex 10 Z-coordinate {m}
, !- Vertex 11 X-coordinate {m}
, !- Vertex 11 Y-coordinate {m}
, !- Vertex 11 Z-coordinate {m}
, !- Vertex 12 X-coordinate {m}
, !- Vertex 12 Y-coordinate {m}
, !- Vertex 12 Z-coordinate {m}
, !- Vertex 13 X-coordinate {m}
, !- Vertex 13 Y-coordinate {m}
, !- Vertex 13 Z-coordinate {m}
, !- Vertex 14 X-coordinate {m}
, !- Vertex 14 Y-coordinate {m}
, !- Vertex 14 Z-coordinate {m}
, !- Vertex 15 X-coordinate {m}
, !- Vertex 15 Y-coordinate {m}
, !- Vertex 15 Z-coordinate {m}
, !- Vertex 16 X-coordinate {m}
, !- Vertex 16 Y-coordinate {m}
, !- Vertex 16 Z-coordinate {m}
, !- Vertex 17 X-coordinate {m}
, !- Vertex 17 Y-coordinate {m}
, !- Vertex 17 Z-coordinate {m}
, !- Vertex 18 X-coordinate {m}
, !- Vertex 18 Y-coordinate {m}
, !- Vertex 18 Z-coordinate {m}
, !- Vertex 19 X-coordinate {m}
, !- Vertex 19 Y-coordinate {m}
, !- Vertex 19 Z-coordinate {m}
, !- Vertex 20 X-coordinate {m}
, !- Vertex 20 Y-coordinate {m}
; !- Vertex 20 Z-coordinate {m}
BuildingSurface:Detailed,
L2-201-ExgStorage_Srf_1, !- Name
Wall, !- Surface Type
Wall_Exterior, !- Construction Name
L2-201-ExgStorage Thermal Zone, !- Zone Name
Outdoors, !- Outside Boundary Condition
, !- Outside Boundary Condition Object
SunExposed, !- Sun Exposure
WindExposed, !- Wind Exposure
, !- View Factor to Ground
4, !- Number of Vertices
62.969, !- Vertex 1 X-coordinate {m}
61.139, !- Vertex 1 Y-coordinate {m}
9.373, !- Vertex 1 Z-coordinate {m}
62.969, !- Vertex 2 X-coordinate {m}
61.139, !- Vertex 2 Y-coordinate {m}
5.715, !- Vertex 2 Z-coordinate {m}
51.459, !- Vertex 3 X-coordinate {m}
61.139, !- Vertex 3 Y-coordinate {m}
5.715, !- Vertex 3 Z-coordinate {m}
51.459, !- Vertex 4 X-coordinate {m}
61.139, !- Vertex 4 Y-coordinate {m}
9.373, !- Vertex 4 Z-coordinate {m}
, !- Vertex 5 X-coordinate {m}
, !- Vertex 5 Y-coordinate {m}
, !- Vertex 5 Z-coordinate {m}
, !- Vertex 6 X-coordinate {m}
, !- Vertex 6 Y-coordinate {m}
, !- Vertex 6 Z-coordinate {m}
, !- Vertex 7 X-coordinate {m}
, !- Vertex 7 Y-coordinate {m}
, !- Vertex 7 Z-coordinate {m}
, !- Vertex 8 X-coordinate {m}
, !- Vertex 8 Y-coordinate {m}
, !- Vertex 8 Z-coordinate {m}
, !- Vertex 9 X-coordinate {m}
, !- Vertex 9 Y-coordinate {m}
, !- Vertex 9 Z-coordinate {m}
, !- Vertex 10 X-coordinate {m}
, !- Vertex 10 Y-coordinate {m}
, !- Vertex 10 Z-coordinate {m}
, !- Vertex 11 X-coordinate {m}
, !- Vertex 11 Y-coordinate {m}
, !- Vertex 11 Z-coordinate {m}
, !- Vertex 12 X-coordinate {m}
, !- Vertex 12 Y-coordinate {m}
, !- Vertex 12 Z-coordinate {m}
, !- Vertex 13 X-coordinate {m}
, !- Vertex 13 Y-coordinate {m}
, !- Vertex 13 Z-coordinate {m}
, !- Vertex 14 X-coordinate {m}
, !- Vertex 14 Y-coordinate {m}
, !- Vertex 14 Z-coordinate {m}
, !- Vertex 15 X-coordinate {m}
, !- Vertex 15 Y-coordinate {m}
, !- Vertex 15 Z-coordinate {m}
, !- Vertex 16 X-coordinate {m}
, !- Vertex 16 Y-coordinate {m}
, !- Vertex 16 Z-coordinate {m}
, !- Vertex 17 X-coordinate {m}
, !- Vertex 17 Y-coordinate {m}
, !- Vertex 17 Z-coordinate {m}
, !- Vertex 18 X-coordinate {m}
, !- Vertex 18 Y-coordinate {m}
, !- Vertex 18 Z-coordinate {m}
, !- Vertex 19 X-coordinate {m}
, !- Vertex 19 Y-coordinate {m}
, !- Vertex 19 Z-coordinate {m}
, !- Vertex 20 X-coordinate {m}
, !- Vertex 20 Y-coordinate {m}
; !- Vertex 20 Z-coordinate {m}
BuildingSurface:Detailed,
L2-201-ExgStorage_Srf_2, !- Name
Wall, !- Surface Type
Wall_Exterior, !- Construction Name
L2-201-ExgStorage Thermal Zone, !- Zone Name
Outdoors, !- Outside Boundary Condition
, !- Outside Boundary Condition Object
SunExposed, !- Sun Exposure
WindExposed, !- Wind Exposure
, !- View Factor to Ground
4, !- Number of Vertices
63.315, !- Vertex 1 X-coordinate {m}
60.803, !- Vertex 1 Y-coordinate {m}
9.373, !- Vertex 1 Z-coordinate {m}
63.315, !- Vertex 2 X-coordinate {m}
60.803, !- Vertex 2 Y-coordinate {m}
5.715, !- Vertex 2 Z-coordinate {m}
62.969, !- Vertex 3 X-coordinate {m}
61.139, !- Vertex 3 Y-coordinate {m}
5.715, !- Vertex 3 Z-coordinate {m}
62.969, !- Vertex 4 X-coordinate {m}
61.139, !- Vertex 4 Y-coordinate {m}
9.373, !- Vertex 4 Z-coordinate {m}
, !- Vertex 5 X-coordinate {m}
, !- Vertex 5 Y-coordinate {m}
, !- Vertex 5 Z-coordinate {m}
, !- Vertex 6 X-coordinate {m}
, !- Vertex 6 Y-coordinate {m}
, !- Vertex 6 Z-coordinate {m}
, !- Vertex 7 X-coordinate {m}
, !- Vertex 7 Y-coordinate {m}
, !- Vertex 7 Z-coordinate {m}
, !- Vertex 8 X-coordinate {m}
, !- Vertex 8 Y-coordinate {m}
, !- Vertex 8 Z-coordinate {m}
, !- Vertex 9 X-coordinate {m}
, !- Vertex 9 Y-coordinate {m}
, !- Vertex 9 Z-coordinate {m}
, !- Vertex 10 X-coordinate {m}
, !- Vertex 10 Y-coordinate {m}
, !- Vertex 10 Z-coordinate {m}
, !- Vertex 11 X-coordinate {m}
, !- Vertex 11 Y-coordinate {m}
, !- Vertex 11 Z-coordinate {m}
, !- Vertex 12 X-coordinate {m}
, !- Vertex 12 Y-coordinate {m}
, !- Vertex 12 Z-coordinate {m}
, !- Vertex 13 X-coordinate {m}
, !- Vertex 13 Y-coordinate {m}
, !- Vertex 13 Z-coordinate {m}
, !- Vertex 14 X-coordinate {m}
, !- Vertex 14 Y-coordinate {m}
, !- Vertex 14 Z-coordinate {m}
, !- Vertex 15 X-coordinate {m}
, !- Vertex 15 Y-coordinate {m}
, !- Vertex 15 Z-coordinate {m}
, !- Vertex 16 X-coordinate {m}
, !- Vertex 16 Y-coordinate {m}
, !- Vertex 16 Z-coordinate {m}
, !- Vertex 17 X-coordinate {m}
, !- Vertex 17 Y-coordinate {m}
, !- Vertex 17 Z-coordinate {m}
, !- Vertex 18 X-coordinate {m}
, !- Vertex 18 Y-coordinate {m}
, !- Vertex 18 Z-coordinate {m}
, !- Vertex 19 X-coordinate {m}
, !- Vertex 19 Y-coordinate {m}
, !- Vertex 19 Z-coordinate {m}
, !- Vertex 20 X-coordinate {m}
, !- Vertex 20 Y-coordinate {m}
; !- Vertex 20 Z-coordinate {m}
BuildingSurface:Detailed,
L2-201-ExgStorage_Srf_3, !- Name
Wall, !- Surface Type
Hole, !- Construction Name
L2-201-ExgStorage Thermal Zone, !- Zone Name
Surface, !- Outside Boundary Condition
L2-201-Walkins_Srf_2, !- Outside Boundary Condition Object
NoSun, !- Sun Exposure
NoWind, !- Wind Exposure
, !- View Factor to Ground
4, !- Number of Vertices
61.692, !- Vertex 1 X-coordinate {m}
59.131, !- Vertex 1 Y-coordinate {m}
9.373, !- Vertex 1 Z-coordinate {m}
61.692, !- Vertex 2 X-coordinate {m}
59.131, !- Vertex 2 Y-coordinate {m}
5.715, !- Vertex 2 Z-coordinate {m}
63.315, !- Vertex 3 X-coordinate {m}
60.803, !- Vertex 3 Y-coordinate {m}
5.715, !- Vertex 3 Z-coordinate {m}
63.315, !- Vertex 4 X-coordinate {m}
60.803, !- Vertex 4 Y-coordinate {m}
9.373, !- Vertex 4 Z-coordinate {m}
, !- Vertex 5 X-coordinate {m}
, !- Vertex 5 Y-coordinate {m}
, !- Vertex 5 Z-coordinate {m}
, !- Vertex 6 X-coordinate {m}
, !- Vertex 6 Y-coordinate {m}
, !- Vertex 6 Z-coordinate {m}
, !- Vertex 7 X-coordinate {m}
, !- Vertex 7 Y-coordinate {m}
, !- Vertex 7 Z-coordinate {m}
, !- Vertex 8 X-coordinate {m}
, !- Vertex 8 Y-coordinate {m}
, !- Vertex 8 Z-coordinate {m}
, !- Vertex 9 X-coordinate {m}
, !- Vertex 9 Y-coordinate {m}
, !- Vertex 9 Z-coordinate {m}
, !- Vertex 10 X-coordinate {m}
, !- Vertex 10 Y-coordinate {m}
, !- Vertex 10 Z-coordinate {m}
, !- Vertex 11 X-coordinate {m}
, !- Vertex 11 Y-coordinate {m}
, !- Vertex 11 Z-coordinate {m}
, !- Vertex 12 X-coordinate {m}
, !- Vertex 12 Y-coordinate {m}
, !- Vertex 12 Z-coordinate {m}
, !- Vertex 13 X-coordinate {m}
, !- Vertex 13 Y-coordinate {m}
, !- Vertex 13 Z-coordinate {m}
, !- Vertex 14 X-coordinate {m}
, !- Vertex 14 Y-coordinate {m}
, !- Vertex 14 Z-coordinate {m}
, !- Vertex 15 X-coordinate {m}
, !- Vertex 15 Y-coordinate {m}
, !- Vertex 15 Z-coordinate {m}
, !- Vertex 16 X-coordinate {m}
, !- Vertex 16 Y-coordinate {m}
, !- Vertex 16 Z-coordinate {m}
, !- Vertex 17 X-coordinate {m}
, !- Vertex 17 Y-coordinate {m}
, !- Vertex 17 Z-coordinate {m}
, !- Vertex 18 X-coordinate {m}
, !- Vertex 18 Y-coordinate {m}
, !- Vertex 18 Z-coordinate {m}
, !- Vertex 19 X-coordinate {m}
, !- Vertex 19 Y-coordinate {m}
, !- Vertex 19 Z-coordinate {m}
, !- Vertex 20 X-coordinate {m}
, !- Vertex 20 Y-coordinate {m}
; !- Vertex 20 Z-coordinate {m}
BuildingSurface:Detailed,
L2-201-ExgStorage_Srf_4, !- Name
Wall, !- Surface Type
Hole, !- Construction Name
L2-201-ExgStorage Thermal Zone, !- Zone Name
Surface, !- Outside Boundary Condition
L2-201-Walkins_Srf_1, !- Outside Boundary Condition Object
NoSun, !- Sun Exposure
NoWind, !- Wind Exposure
, !- View Factor to Ground
4, !- Number of Vertices
53.31, !- Vertex 1 X-coordinate {m}
59.131, !- Vertex 1 Y-coordinate {m}
9.373, !- Vertex 1 Z-coordinate {m}
53.31, !- Vertex 2 X-coordinate {m}
59.131, !- Vertex 2 Y-coordinate {m}
5.715, !- Vertex 2 Z-coordinate {m}
61.692, !- Vertex 3 X-coordinate {m}
59.131, !- Vertex 3 Y-coordinate {m}
5.715, !- Vertex 3 Z-coordinate {m}
61.692, !- Vertex 4 X-coordinate {m}
59.131, !- Vertex 4 Y-coordinate {m}
9.373, !- Vertex 4 Z-coordinate {m}
, !- Vertex 5 X-coordinate {m}
, !- Vertex 5 Y-coordinate {m}
, !- Vertex 5 Z-coordinate {m}
, !- Vertex 6 X-coordinate {m}
, !- Vertex 6 Y-coordinate {m}
, !- Vertex 6 Z-coordinate {m}
, !- Vertex 7 X-coordinate {m}
, !- Vertex 7 Y-coordinate {m}
, !- Vertex 7 Z-coordinate {m}
, !- Vertex 8 X-coordinate {m}
, !- Vertex 8 Y-coordinate {m}
, !- Vertex 8 Z-coordinate {m}
, !- Vertex 9 X-coordinate {m}
, !- Vertex 9 Y-coordinate {m}
, !- Vertex 9 Z-coordinate {m}
, !- Vertex 10 X-coordinate {m}
, !- Vertex 10 Y-coordinate {m}
, !- Vertex 10 Z-coordinate {m}
, !- Vertex 11 X-coordinate {m}
, !- Vertex 11 Y-coordinate {m}
, !- Vertex 11 Z-coordinate {m}
, !- Vertex 12 X-coordinate {m}
, !- Vertex 12 Y-coordinate {m}
, !- Vertex 12 Z-coordinate {m}
, !- Vertex 13 X-coordinate {m}
, !- Vertex 13 Y-coordinate {m}
, !- Vertex 13 Z-coordinate {m}
, !- Vertex 14 X-coordinate {m}
, !- Vertex 14 Y-coordinate {m}
, !- Vertex 14 Z-coordinate {m}
, !- Vertex 15 X-coordinate {m}
, !- Vertex 15 Y-coordinate {m}
, !- Vertex 15 Z-coordinate {m}
, !- Vertex 16 X-coordinate {m}
, !- Vertex 16 Y-coordinate {m}
, !- Vertex 16 Z-coordinate {m}
, !- Vertex 17 X-coordinate {m}
, !- Vertex 17 Y-coordinate {m}
, !- Vertex 17 Z-coordinate {m}
, !- Vertex 18 X-coordinate {m}
, !- Vertex 18 Y-coordinate {m}
, !- Vertex 18 Z-coordinate {m}
, !- Vertex 19 X-coordinate {m}
, !- Vertex 19 Y-coordinate {m}
, !- Vertex 19 Z-coordinate {m}
, !- Vertex 20 X-coordinate {m}
, !- Vertex 20 Y-coordinate {m}
; !- Vertex 20 Z-coordinate {m}
BuildingSurface:Detailed,
L2-201-ExgStorage_Srf_5, !- Name
Wall, !- Surface Type
Hole, !- Construction Name
L2-201-ExgStorage Thermal Zone, !- Zone Name
Surface, !- Outside Boundary Condition
L2-201-Storage_Srf_9, !- Outside Boundary Condition Object
NoSun, !- Sun Exposure
NoWind, !- Wind Exposure
, !- View Factor to Ground
4, !- Number of Vertices
51.459, !- Vertex 1 X-coordinate {m}
61.139, !- Vertex 1 Y-coordinate {m}
9.373, !- Vertex 1 Z-coordinate {m}
51.459, !- Vertex 2 X-coordinate {m}
61.139, !- Vertex 2 Y-coordinate {m}
5.715, !- Vertex 2 Z-coordinate {m}
53.31, !- Vertex 3 X-coordinate {m}
59.131, !- Vertex 3 Y-coordinate {m}
5.715, !- Vertex 3 Z-coordinate {m}
53.31, !- Vertex 4 X-coordinate {m}
59.131, !- Vertex 4 Y-coordinate {m}
9.373, !- Vertex 4 Z-coordinate {m}
, !- Vertex 5 X-coordinate {m}
, !- Vertex 5 Y-coordinate {m}
, !- Vertex 5 Z-coordinate {m}
, !- Vertex 6 X-coordinate {m}
, !- Vertex 6 Y-coordinate {m}
, !- Vertex 6 Z-coordinate {m}
, !- Vertex 7 X-coordinate {m}
, !- Vertex 7 Y-coordinate {m}
, !- Vertex 7 Z-coordinate {m}
, !- Vertex 8 X-coordinate {m}
, !- Vertex 8 Y-coordinate {m}
, !- Vertex 8 Z-coordinate {m}
, !- Vertex 9 X-coordinate {m}
, !- Vertex 9 Y-coordinate {m}
, !- Vertex 9 Z-coordinate {m}
, !- Vertex 10 X-coordinate {m}
, !- Vertex 10 Y-coordinate {m}
, !- Vertex 10 Z-coordinate {m}
, !- Vertex 11 X-coordinate {m}
, !- Vertex 11 Y-coordinate {m}
, !- Vertex 11 Z-coordinate {m}
, !- Vertex 12 X-coordinate {m}
, !- Vertex 12 Y-coordinate {m}
, !- Vertex 12 Z-coordinate {m}
, !- Vertex 13 X-coordinate {m}
, !- Vertex 13 Y-coordinate {m}
, !- Vertex 13 Z-coordinate {m}
, !- Vertex 14 X-coordinate {m}
, !- Vertex 14 Y-coordinate {m}
, !- Vertex 14 Z-coordinate {m}
, !- Vertex 15 X-coordinate {m}
, !- Vertex 15 Y-coordinate {m}
, !- Vertex 15 Z-coordinate {m}
, !- Vertex 16 X-coordinate {m}
, !- Vertex 16 Y-coordinate {m}
, !- Vertex 16 Z-coordinate {m}
, !- Vertex 17 X-coordinate {m}
, !- Vertex 17 Y-coordinate {m}
, !- Vertex 17 Z-coordinate {m}
, !- Vertex 18 X-coordinate {m}
, !- Vertex 18 Y-coordinate {m}
, !- Vertex 18 Z-coordinate {m}
, !- Vertex 19 X-coordinate {m}
, !- Vertex 19 Y-coordinate {m}
, !- Vertex 19 Z-coordinate {m}
, !- Vertex 20 X-coordinate {m}
, !- Vertex 20 Y-coordinate {m}
; !- Vertex 20 Z-coordinate {m}
BuildingSurface:Detailed,
L2-201-ExgStorage_Srf_6, !- Name
Roof, !- Surface Type
Roof_BOH, !- Construction Name
L2-201-ExgStorage Thermal Zone, !- Zone Name
Outdoors, !- Outside Boundary Condition
, !- Outside Boundary Condition Object
SunExposed, !- Sun Exposure
WindExposed, !- Wind Exposure
, !- View Factor to Ground
5, !- Number of Vertices
51.459, !- Vertex 1 X-coordinate {m}
61.139, !- Vertex 1 Y-coordinate {m}
9.373, !- Vertex 1 Z-coordinate {m}
53.31, !- Vertex 2 X-coordinate {m}
59.131, !- Vertex 2 Y-coordinate {m}
9.373, !- Vertex 2 Z-coordinate {m}
61.692, !- Vertex 3 X-coordinate {m}
59.131, !- Vertex 3 Y-coordinate {m}
9.373, !- Vertex 3 Z-coordinate {m}
63.315, !- Vertex 4 X-coordinate {m}
60.803, !- Vertex 4 Y-coordinate {m}
9.373, !- Vertex 4 Z-coordinate {m}
62.969, !- Vertex 5 X-coordinate {m}
61.139, !- Vertex 5 Y-coordinate {m}
9.373, !- Vertex 5 Z-coordinate {m}
, !- Vertex 6 X-coordinate {m}
, !- Vertex 6 Y-coordinate {m}
, !- Vertex 6 Z-coordinate {m}
, !- Vertex 7 X-coordinate {m}
, !- Vertex 7 Y-coordinate {m}
, !- Vertex 7 Z-coordinate {m}
, !- Vertex 8 X-coordinate {m}
, !- Vertex 8 Y-coordinate {m}
, !- Vertex 8 Z-coordinate {m}
, !- Vertex 9 X-coordinate {m}
, !- Vertex 9 Y-coordinate {m}
, !- Vertex 9 Z-coordinate {m}
, !- Vertex 10 X-coordinate {m}
, !- Vertex 10 Y-coordinate {m}
, !- Vertex 10 Z-coordinate {m}
, !- Vertex 11 X-coordinate {m}
, !- Vertex 11 Y-coordinate {m}
, !- Vertex 11 Z-coordinate {m}
, !- Vertex 12 X-coordinate {m}
, !- Vertex 12 Y-coordinate {m}
, !- Vertex 12 Z-coordinate {m}
, !- Vertex 13 X-coordinate {m}
, !- Vertex 13 Y-coordinate {m}
, !- Vertex 13 Z-coordinate {m}
, !- Vertex 14 X-coordinate {m}
, !- Vertex 14 Y-coordinate {m}
, !- Vertex 14 Z-coordinate {m}
, !- Vertex 15 X-coordinate {m}
, !- Vertex 15 Y-coordinate {m}
, !- Vertex 15 Z-coordinate {m}
, !- Vertex 16 X-coordinate {m}
, !- Vertex 16 Y-coordinate {m}
, !- Vertex 16 Z-coordinate {m}
, !- Vertex 17 X-coordinate {m}
, !- Vertex 17 Y-coordinate {m}
, !- Vertex 17 Z-coordinate {m}
, !- Vertex 18 X-coordinate {m}
, !- Vertex 18 Y-coordinate {m}
, !- Vertex 18 Z-coordinate {m}
, !- Vertex 19 X-coordinate {m}
, !- Vertex 19 Y-coordinate {m}
, !- Vertex 19 Z-coordinate {m}
, !- Vertex 20 X-coordinate {m}
, !- Vertex 20 Y-coordinate {m}
; !- Vertex 20 Z-coordinate {m}
BuildingSurface:Detailed,
L2-201-Stairs1_Srf_0, !- Name
Floor, !- Surface Type
Hole, !- Construction Name
L2-201-Stairs1 Thermal Zone, !- Zone Name
Surface, !- Outside Boundary Condition
M-151-Stairs1_Srf_5, !- Outside Boundary Condition Object
NoSun, !- Sun Exposure
NoWind, !- Wind Exposure
, !- View Factor to Ground
4, !- Number of Vertices
41.118, !- Vertex 1 X-coordinate {m}
55.077, !- Vertex 1 Y-coordinate {m}
5.715, !- Vertex 1 Z-coordinate {m}
41.118, !- Vertex 2 X-coordinate {m}
50.963, !- Vertex 2 Y-coordinate {m}
5.715, !- Vertex 2 Z-coordinate {m}
38.222, !- Vertex 3 X-coordinate {m}
50.963, !- Vertex 3 Y-coordinate {m}
5.715, !- Vertex 3 Z-coordinate {m}
38.222, !- Vertex 4 X-coordinate {m}
55.077, !- Vertex 4 Y-coordinate {m}
5.715, !- Vertex 4 Z-coordinate {m}
, !- Vertex 5 X-coordinate {m}
, !- Vertex 5 Y-coordinate {m}
, !- Vertex 5 Z-coordinate {m}
, !- Vertex 6 X-coordinate {m}
, !- Vertex 6 Y-coordinate {m}
, !- Vertex 6 Z-coordinate {m}
, !- Vertex 7 X-coordinate {m}
, !- Vertex 7 Y-coordinate {m}
, !- Vertex 7 Z-coordinate {m}
, !- Vertex 8 X-coordinate {m}
, !- Vertex 8 Y-coordinate {m}
, !- Vertex 8 Z-coordinate {m}
, !- Vertex 9 X-coordinate {m}
, !- Vertex 9 Y-coordinate {m}
, !- Vertex 9 Z-coordinate {m}
, !- Vertex 10 X-coordinate {m}
, !- Vertex 10 Y-coordinate {m}
, !- Vertex 10 Z-coordinate {m}
, !- Vertex 11 X-coordinate {m}
, !- Vertex 11 Y-coordinate {m}
, !- Vertex 11 Z-coordinate {m}
, !- Vertex 12 X-coordinate {m}
, !- Vertex 12 Y-coordinate {m}
, !- Vertex 12 Z-coordinate {m}
, !- Vertex 13 X-coordinate {m}
, !- Vertex 13 Y-coordinate {m}
, !- Vertex 13 Z-coordinate {m}
, !- Vertex 14 X-coordinate {m}
, !- Vertex 14 Y-coordinate {m}
, !- Vertex 14 Z-coordinate {m}
, !- Vertex 15 X-coordinate {m}
, !- Vertex 15 Y-coordinate {m}
, !- Vertex 15 Z-coordinate {m}
, !- Vertex 16 X-coordinate {m}
, !- Vertex 16 Y-coordinate {m}
, !- Vertex 16 Z-coordinate {m}
, !- Vertex 17 X-coordinate {m}
, !- Vertex 17 Y-coordinate {m}
, !- Vertex 17 Z-coordinate {m}
, !- Vertex 18 X-coordinate {m}
, !- Vertex 18 Y-coordinate {m}
, !- Vertex 18 Z-coordinate {m}
, !- Vertex 19 X-coordinate {m}
, !- Vertex 19 Y-coordinate {m}
, !- Vertex 19 Z-coordinate {m}
, !- Vertex 20 X-coordinate {m}
, !- Vertex 20 Y-coordinate {m}
; !- Vertex 20 Z-coordinate {m}
BuildingSurface:Detailed,
L2-201-Stairs1_Srf_1, !- Name
Wall, !- Surface Type
Hole, !- Construction Name
L2-201-Stairs1 Thermal Zone, !- Zone Name
Surface, !- Outside Boundary Condition
L2-201-Storage_Srf_5, !- Outside Boundary Condition Object
NoSun, !- Sun Exposure
NoWind, !- Wind Exposure
, !- View Factor to Ground
4, !- Number of Vertices
41.118, !- Vertex 1 X-coordinate {m}
50.963, !- Vertex 1 Y-coordinate {m}
9.373, !- Vertex 1 Z-coordinate {m}
41.118, !- Vertex 2 X-coordinate {m}
50.963, !- Vertex 2 Y-coordinate {m}
5.715, !- Vertex 2 Z-coordinate {m}
41.118, !- Vertex 3 X-coordinate {m}
55.077, !- Vertex 3 Y-coordinate {m}
5.715, !- Vertex 3 Z-coordinate {m}
41.118, !- Vertex 4 X-coordinate {m}
55.077, !- Vertex 4 Y-coordinate {m}
9.373, !- Vertex 4 Z-coordinate {m}
, !- Vertex 5 X-coordinate {m}
, !- Vertex 5 Y-coordinate {m}
, !- Vertex 5 Z-coordinate {m}
, !- Vertex 6 X-coordinate {m}
, !- Vertex 6 Y-coordinate {m}
, !- Vertex 6 Z-coordinate {m}
, !- Vertex 7 X-coordinate {m}
, !- Vertex 7 Y-coordinate {m}
, !- Vertex 7 Z-coordinate {m}
, !- Vertex 8 X-coordinate {m}
, !- Vertex 8 Y-coordinate {m}
, !- Vertex 8 Z-coordinate {m}
, !- Vertex 9 X-coordinate {m}
, !- Vertex 9 Y-coordinate {m}
, !- Vertex 9 Z-coordinate {m}
, !- Vertex 10 X-coordinate {m}
, !- Vertex 10 Y-coordinate {m}
, !- Vertex 10 Z-coordinate {m}
, !- Vertex 11 X-coordinate {m}
, !- Vertex 11 Y-coordinate {m}
, !- Vertex 11 Z-coordinate {m}
, !- Vertex 12 X-coordinate {m}
, !- Vertex 12 Y-coordinate {m}
, !- Vertex 12 Z-coordinate {m}
, !- Vertex 13 X-coordinate {m}
, !- Vertex 13 Y-coordinate {m}
, !- Vertex 13 Z-coordinate {m}
, !- Vertex 14 X-coordinate {m}
, !- Vertex 14 Y-coordinate {m}
, !- Vertex 14 Z-coordinate {m}
, !- Vertex 15 X-coordinate {m}
, !- Vertex 15 Y-coordinate {m}
, !- Vertex 15 Z-coordinate {m}
, !- Vertex 16 X-coordinate {m}
, !- Vertex 16 Y-coordinate {m}
, !- Vertex 16 Z-coordinate {m}
, !- Vertex 17 X-coordinate {m}
, !- Vertex 17 Y-coordinate {m}
, !- Vertex 17 Z-coordinate {m}
, !- Vertex 18 X-coordinate {m}
, !- Vertex 18 Y-coordinate {m}
, !- Vertex 18 Z-coordinate {m}
, !- Vertex 19 X-coordinate {m}
, !- Vertex 19 Y-coordinate {m}
, !- Vertex 19 Z-coordinate {m}
, !- Vertex 20 X-coordinate {m}
, !- Vertex 20 Y-coordinate {m}
; !- Vertex 20 Z-coordinate {m}
BuildingSurface:Detailed,
L2-201-Stairs1_Srf_2, !- Name
Wall, !- Surface Type
Wall_Exterior, !- Construction Name
L2-201-Stairs1 Thermal Zone, !- Zone Name
Outdoors, !- Outside Boundary Condition
, !- Outside Boundary Condition Object
SunExposed, !- Sun Exposure
WindExposed, !- Wind Exposure
, !- View Factor to Ground
4, !- Number of Vertices
38.222, !- Vertex 1 X-coordinate {m}
50.963, !- Vertex 1 Y-coordinate {m}
9.373, !- Vertex 1 Z-coordinate {m}
38.222, !- Vertex 2 X-coordinate {m}
50.963, !- Vertex 2 Y-coordinate {m}
5.715, !- Vertex 2 Z-coordinate {m}
41.118, !- Vertex 3 X-coordinate {m}
50.963, !- Vertex 3 Y-coordinate {m}
5.715, !- Vertex 3 Z-coordinate {m}
41.118, !- Vertex 4 X-coordinate {m}
50.963, !- Vertex 4 Y-coordinate {m}
9.373, !- Vertex 4 Z-coordinate {m}
, !- Vertex 5 X-coordinate {m}
, !- Vertex 5 Y-coordinate {m}
, !- Vertex 5 Z-coordinate {m}
, !- Vertex 6 X-coordinate {m}
, !- Vertex 6 Y-coordinate {m}
, !- Vertex 6 Z-coordinate {m}
, !- Vertex 7 X-coordinate {m}
, !- Vertex 7 Y-coordinate {m}
, !- Vertex 7 Z-coordinate {m}
, !- Vertex 8 X-coordinate {m}
, !- Vertex 8 Y-coordinate {m}
, !- Vertex 8 Z-coordinate {m}
, !- Vertex 9 X-coordinate {m}
, !- Vertex 9 Y-coordinate {m}
, !- Vertex 9 Z-coordinate {m}
, !- Vertex 10 X-coordinate {m}
, !- Vertex 10 Y-coordinate {m}
, !- Vertex 10 Z-coordinate {m}
, !- Vertex 11 X-coordinate {m}
, !- Vertex 11 Y-coordinate {m}
, !- Vertex 11 Z-coordinate {m}
, !- Vertex 12 X-coordinate {m}
, !- Vertex 12 Y-coordinate {m}
, !- Vertex 12 Z-coordinate {m}
, !- Vertex 13 X-coordinate {m}
, !- Vertex 13 Y-coordinate {m}
, !- Vertex 13 Z-coordinate {m}
, !- Vertex 14 X-coordinate {m}
, !- Vertex 14 Y-coordinate {m}
, !- Vertex 14 Z-coordinate {m}
, !- Vertex 15 X-coordinate {m}
, !- Vertex 15 Y-coordinate {m}
, !- Vertex 15 Z-coordinate {m}
, !- Vertex 16 X-coordinate {m}
, !- Vertex 16 Y-coordinate {m}
, !- Vertex 16 Z-coordinate {m}
, !- Vertex 17 X-coordinate {m}
, !- Vertex 17 Y-coordinate {m}
, !- Vertex 17 Z-coordinate {m}
, !- Vertex 18 X-coordinate {m}
, !- Vertex 18 Y-coordinate {m}
, !- Vertex 18 Z-coordinate {m}
, !- Vertex 19 X-coordinate {m}
, !- Vertex 19 Y-coordinate {m}
, !- Vertex 19 Z-coordinate {m}
, !- Vertex 20 X-coordinate {m}
, !- Vertex 20 Y-coordinate {m}
; !- Vertex 20 Z-coordinate {m}
BuildingSurface:Detailed,
L2-201-Stairs1_Srf_3, !- Name
Wall, !- Surface Type
Wall_Exterior, !- Construction Name
L2-201-Stairs1 Thermal Zone, !- Zone Name
Outdoors, !- Outside Boundary Condition
, !- Outside Boundary Condition Object
SunExposed, !- Sun Exposure
WindExposed, !- Wind Exposure
, !- View Factor to Ground
4, !- Number of Vertices
38.222, !- Vertex 1 X-coordinate {m}
55.077, !- Vertex 1 Y-coordinate {m}
9.373, !- Vertex 1 Z-coordinate {m}
38.222, !- Vertex 2 X-coordinate {m}
55.077, !- Vertex 2 Y-coordinate {m}
5.715, !- Vertex 2 Z-coordinate {m}
38.222, !- Vertex 3 X-coordinate {m}
50.963, !- Vertex 3 Y-coordinate {m}
5.715, !- Vertex 3 Z-coordinate {m}
38.222, !- Vertex 4 X-coordinate {m}
50.963, !- Vertex 4 Y-coordinate {m}
9.373, !- Vertex 4 Z-coordinate {m}
, !- Vertex 5 X-coordinate {m}
, !- Vertex 5 Y-coordinate {m}
, !- Vertex 5 Z-coordinate {m}
, !- Vertex 6 X-coordinate {m}
, !- Vertex 6 Y-coordinate {m}
, !- Vertex 6 Z-coordinate {m}
, !- Vertex 7 X-coordinate {m}
, !- Vertex 7 Y-coordinate {m}
, !- Vertex 7 Z-coordinate {m}
, !- Vertex 8 X-coordinate {m}
, !- Vertex 8 Y-coordinate {m}
, !- Vertex 8 Z-coordinate {m}
, !- Vertex 9 X-coordinate {m}
, !- Vertex 9 Y-coordinate {m}
, !- Vertex 9 Z-coordinate {m}
, !- Vertex 10 X-coordinate {m}
, !- Vertex 10 Y-coordinate {m}
, !- Vertex 10 Z-coordinate {m}
, !- Vertex 11 X-coordinate {m}
, !- Vertex 11 Y-coordinate {m}
, !- Vertex 11 Z-coordinate {m}
, !- Vertex 12 X-coordinate {m}
, !- Vertex 12 Y-coordinate {m}
, !- Vertex 12 Z-coordinate {m}
, !- Vertex 13 X-coordinate {m}
, !- Vertex 13 Y-coordinate {m}
, !- Vertex 13 Z-coordinate {m}
, !- Vertex 14 X-coordinate {m}
, !- Vertex 14 Y-coordinate {m}
, !- Vertex 14 Z-coordinate {m}
, !- Vertex 15 X-coordinate {m}
, !- Vertex 15 Y-coordinate {m}
, !- Vertex 15 Z-coordinate {m}
, !- Vertex 16 X-coordinate {m}
, !- Vertex 16 Y-coordinate {m}
, !- Vertex 16 Z-coordinate {m}
, !- Vertex 17 X-coordinate {m}
, !- Vertex 17 Y-coordinate {m}
, !- Vertex 17 Z-coordinate {m}
, !- Vertex 18 X-coordinate {m}
, !- Vertex 18 Y-coordinate {m}
, !- Vertex 18 Z-coordinate {m}
, !- Vertex 19 X-coordinate {m}
, !- Vertex 19 Y-coordinate {m}
, !- Vertex 19 Z-coordinate {m}
, !- Vertex 20 X-coordinate {m}
, !- Vertex 20 Y-coordinate {m}
; !- Vertex 20 Z-coordinate {m}
BuildingSurface:Detailed,
L2-201-Stairs1_Srf_4, !- Name
Wall, !- Surface Type
Wall_Exterior, !- Construction Name
L2-201-Stairs1 Thermal Zone, !- Zone Name
Outdoors, !- Outside Boundary Condition
, !- Outside Boundary Condition Object
SunExposed, !- Sun Exposure
WindExposed, !- Wind Exposure
, !- View Factor to Ground
4, !- Number of Vertices
41.118, !- Vertex 1 X-coordinate {m}
55.077, !- Vertex 1 Y-coordinate {m}
9.373, !- Vertex 1 Z-coordinate {m}
41.118, !- Vertex 2 X-coordinate {m}
55.077, !- Vertex 2 Y-coordinate {m}
5.715, !- Vertex 2 Z-coordinate {m}
38.222, !- Vertex 3 X-coordinate {m}
55.077, !- Vertex 3 Y-coordinate {m}
5.715, !- Vertex 3 Z-coordinate {m}
38.222, !- Vertex 4 X-coordinate {m}
55.077, !- Vertex 4 Y-coordinate {m}
9.373, !- Vertex 4 Z-coordinate {m}
, !- Vertex 5 X-coordinate {m}
, !- Vertex 5 Y-coordinate {m}
, !- Vertex 5 Z-coordinate {m}
, !- Vertex 6 X-coordinate {m}
, !- Vertex 6 Y-coordinate {m}
, !- Vertex 6 Z-coordinate {m}
, !- Vertex 7 X-coordinate {m}
, !- Vertex 7 Y-coordinate {m}
, !- Vertex 7 Z-coordinate {m}
, !- Vertex 8 X-coordinate {m}
, !- Vertex 8 Y-coordinate {m}
, !- Vertex 8 Z-coordinate {m}
, !- Vertex 9 X-coordinate {m}
, !- Vertex 9 Y-coordinate {m}
, !- Vertex 9 Z-coordinate {m}
, !- Vertex 10 X-coordinate {m}
, !- Vertex 10 Y-coordinate {m}
, !- Vertex 10 Z-coordinate {m}
, !- Vertex 11 X-coordinate {m}
, !- Vertex 11 Y-coordinate {m}
, !- Vertex 11 Z-coordinate {m}
, !- Vertex 12 X-coordinate {m}
, !- Vertex 12 Y-coordinate {m}
, !- Vertex 12 Z-coordinate {m}
, !- Vertex 13 X-coordinate {m}
, !- Vertex 13 Y-coordinate {m}
, !- Vertex 13 Z-coordinate {m}
, !- Vertex 14 X-coordinate {m}
, !- Vertex 14 Y-coordinate {m}
, !- Vertex 14 Z-coordinate {m}
, !- Vertex 15 X-coordinate {m}
, !- Vertex 15 Y-coordinate {m}
, !- Vertex 15 Z-coordinate {m}
, !- Vertex 16 X-coordinate {m}
, !- Vertex 16 Y-coordinate {m}
, !- Vertex 16 Z-coordinate {m}
, !- Vertex 17 X-coordinate {m}
, !- Vertex 17 Y-coordinate {m}
, !- Vertex 17 Z-coordinate {m}
, !- Vertex 18 X-coordinate {m}
, !- Vertex 18 Y-coordinate {m}
, !- Vertex 18 Z-coordinate {m}
, !- Vertex 19 X-coordinate {m}
, !- Vertex 19 Y-coordinate {m}
, !- Vertex 19 Z-coordinate {m}
, !- Vertex 20 X-coordinate {m}
, !- Vertex 20 Y-coordinate {m}
; !- Vertex 20 Z-coordinate {m}
BuildingSurface:Detailed,
L2-201-Stairs1_Srf_5, !- Name
Roof, !- Surface Type
Hole, !- Construction Name
L2-201-Stairs1 Thermal Zone, !- Zone Name
Outdoors, !- Outside Boundary Condition
, !- Outside Boundary Condition Object
SunExposed, !- Sun Exposure
WindExposed, !- Wind Exposure
, !- View Factor to Ground
4, !- Number of Vertices
38.222, !- Vertex 1 X-coordinate {m}
55.077, !- Vertex 1 Y-coordinate {m}
9.373, !- Vertex 1 Z-coordinate {m}
38.222, !- Vertex 2 X-coordinate {m}
50.963, !- Vertex 2 Y-coordinate {m}
9.373, !- Vertex 2 Z-coordinate {m}
41.118, !- Vertex 3 X-coordinate {m}
50.963, !- Vertex 3 Y-coordinate {m}
9.373, !- Vertex 3 Z-coordinate {m}
41.118, !- Vertex 4 X-coordinate {m}
55.077, !- Vertex 4 Y-coordinate {m}
9.373, !- Vertex 4 Z-coordinate {m}
, !- Vertex 5 X-coordinate {m}
, !- Vertex 5 Y-coordinate {m}
, !- Vertex 5 Z-coordinate {m}
, !- Vertex 6 X-coordinate {m}
, !- Vertex 6 Y-coordinate {m}
, !- Vertex 6 Z-coordinate {m}
, !- Vertex 7 X-coordinate {m}
, !- Vertex 7 Y-coordinate {m}
, !- Vertex 7 Z-coordinate {m}
, !- Vertex 8 X-coordinate {m}
, !- Vertex 8 Y-coordinate {m}
, !- Vertex 8 Z-coordinate {m}
, !- Vertex 9 X-coordinate {m}
, !- Vertex 9 Y-coordinate {m}
, !- Vertex 9 Z-coordinate {m}
, !- Vertex 10 X-coordinate {m}
, !- Vertex 10 Y-coordinate {m}
, !- Vertex 10 Z-coordinate {m}
, !- Vertex 11 X-coordinate {m}
, !- Vertex 11 Y-coordinate {m}
, !- Vertex 11 Z-coordinate {m}
, !- Vertex 12 X-coordinate {m}
, !- Vertex 12 Y-coordinate {m}
, !- Vertex 12 Z-coordinate {m}
, !- Vertex 13 X-coordinate {m}
, !- Vertex 13 Y-coordinate {m}
, !- Vertex 13 Z-coordinate {m}
, !- Vertex 14 X-coordinate {m}
, !- Vertex 14 Y-coordinate {m}
, !- Vertex 14 Z-coordinate {m}
, !- Vertex 15 X-coordinate {m}
, !- Vertex 15 Y-coordinate {m}
, !- Vertex 15 Z-coordinate {m}
, !- Vertex 16 X-coordinate {m}
, !- Vertex 16 Y-coordinate {m}
, !- Vertex 16 Z-coordinate {m}
, !- Vertex 17 X-coordinate {m}
, !- Vertex 17 Y-coordinate {m}
, !- Vertex 17 Z-coordinate {m}
, !- Vertex 18 X-coordinate {m}
, !- Vertex 18 Y-coordinate {m}
, !- Vertex 18 Z-coordinate {m}
, !- Vertex 19 X-coordinate {m}
, !- Vertex 19 Y-coordinate {m}
, !- Vertex 19 Z-coordinate {m}
, !- Vertex 20 X-coordinate {m}
, !- Vertex 20 Y-coordinate {m}
; !- Vertex 20 Z-coordinate {m}
BuildingSurface:Detailed,
L2-201-Storage_Srf_0, !- Name
Floor, !- Surface Type
Hole, !- Construction Name
L2-201-Storage Thermal Zone, !- Zone Name
outdoors, !- Outside Boundary Condition
, !- Outside Boundary Condition Object
SunExposed, !- Sun Exposure
WindExposed, !- Wind Exposure
, !- View Factor to Ground
9, !- Number of Vertices
65.54, !- Vertex 1 X-coordinate {m}
54, !- Vertex 1 Y-coordinate {m}
5.715, !- Vertex 1 Z-coordinate {m}
65.54, !- Vertex 2 X-coordinate {m}
50.963, !- Vertex 2 Y-coordinate {m}
5.715, !- Vertex 2 Z-coordinate {m}
41.118, !- Vertex 3 X-coordinate {m}
50.963, !- Vertex 3 Y-coordinate {m}
5.715, !- Vertex 3 Z-coordinate {m}
41.118, !- Vertex 4 X-coordinate {m}
55.077, !- Vertex 4 Y-coordinate {m}
5.715, !- Vertex 4 Z-coordinate {m}
46.055, !- Vertex 5 X-coordinate {m}
55.077, !- Vertex 5 Y-coordinate {m}
5.715, !- Vertex 5 Z-coordinate {m}
46.055, !- Vertex 6 X-coordinate {m}
55.899, !- Vertex 6 Y-coordinate {m}
5.715, !- Vertex 6 Z-coordinate {m}
51.459, !- Vertex 7 X-coordinate {m}
61.139, !- Vertex 7 Y-coordinate {m}
5.715, !- Vertex 7 Z-coordinate {m}
53.31, !- Vertex 8 X-coordinate {m}
59.131, !- Vertex 8 Y-coordinate {m}
5.715, !- Vertex 8 Z-coordinate {m}
53.31, !- Vertex 9 X-coordinate {m}
54, !- Vertex 9 Y-coordinate {m}
5.715, !- Vertex 9 Z-coordinate {m}
, !- Vertex 10 X-coordinate {m}
, !- Vertex 10 Y-coordinate {m}
, !- Vertex 10 Z-coordinate {m}
, !- Vertex 11 X-coordinate {m}
, !- Vertex 11 Y-coordinate {m}
, !- Vertex 11 Z-coordinate {m}
, !- Vertex 12 X-coordinate {m}
, !- Vertex 12 Y-coordinate {m}
, !- Vertex 12 Z-coordinate {m}
, !- Vertex 13 X-coordinate {m}
, !- Vertex 13 Y-coordinate {m}
, !- Vertex 13 Z-coordinate {m}
, !- Vertex 14 X-coordinate {m}
, !- Vertex 14 Y-coordinate {m}
, !- Vertex 14 Z-coordinate {m}
, !- Vertex 15 X-coordinate {m}
, !- Vertex 15 Y-coordinate {m}
, !- Vertex 15 Z-coordinate {m}
, !- Vertex 16 X-coordinate {m}
, !- Vertex 16 Y-coordinate {m}
, !- Vertex 16 Z-coordinate {m}
, !- Vertex 17 X-coordinate {m}
, !- Vertex 17 Y-coordinate {m}
, !- Vertex 17 Z-coordinate {m}
, !- Vertex 18 X-coordinate {m}
, !- Vertex 18 Y-coordinate {m}
, !- Vertex 18 Z-coordinate {m}
, !- Vertex 19 X-coordinate {m}
, !- Vertex 19 Y-coordinate {m}
, !- Vertex 19 Z-coordinate {m}
, !- Vertex 20 X-coordinate {m}
, !- Vertex 20 Y-coordinate {m}
; !- Vertex 20 Z-coordinate {m}
BuildingSurface:Detailed,
L2-201-Storage_Srf_1, !- Name
Wall, !- Surface Type
Hole, !- Construction Name
L2-201-Storage Thermal Zone, !- Zone Name
Surface, !- Outside Boundary Condition
L2-201-Walkins_Srf_7, !- Outside Boundary Condition Object
NoSun, !- Sun Exposure
NoWind, !- Wind Exposure
, !- View Factor to Ground
4, !- Number of Vertices
53.31, !- Vertex 1 X-coordinate {m}
54, !- Vertex 1 Y-coordinate {m}
9.373, !- Vertex 1 Z-coordinate {m}
53.31, !- Vertex 2 X-coordinate {m}
54, !- Vertex 2 Y-coordinate {m}
5.715, !- Vertex 2 Z-coordinate {m}
53.31, !- Vertex 3 X-coordinate {m}
59.131, !- Vertex 3 Y-coordinate {m}
5.715, !- Vertex 3 Z-coordinate {m}
53.31, !- Vertex 4 X-coordinate {m}
59.131, !- Vertex 4 Y-coordinate {m}
9.373, !- Vertex 4 Z-coordinate {m}
, !- Vertex 5 X-coordinate {m}
, !- Vertex 5 Y-coordinate {m}
, !- Vertex 5 Z-coordinate {m}
, !- Vertex 6 X-coordinate {m}
, !- Vertex 6 Y-coordinate {m}
, !- Vertex 6 Z-coordinate {m}
, !- Vertex 7 X-coordinate {m}
, !- Vertex 7 Y-coordinate {m}
, !- Vertex 7 Z-coordinate {m}
, !- Vertex 8 X-coordinate {m}
, !- Vertex 8 Y-coordinate {m}
, !- Vertex 8 Z-coordinate {m}
, !- Vertex 9 X-coordinate {m}
, !- Vertex 9 Y-coordinate {m}
, !- Vertex 9 Z-coordinate {m}
, !- Vertex 10 X-coordinate {m}
, !- Vertex 10 Y-coordinate {m}
, !- Vertex 10 Z-coordinate {m}
, !- Vertex 11 X-coordinate {m}
, !- Vertex 11 Y-coordinate {m}
, !- Vertex 11 Z-coordinate {m}
, !- Vertex 12 X-coordinate {m}
, !- Vertex 12 Y-coordinate {m}
, !- Vertex 12 Z-coordinate {m}
, !- Vertex 13 X-coordinate {m}
, !- Vertex 13 Y-coordinate {m}
, !- Vertex 13 Z-coordinate {m}
, !- Vertex 14 X-coordinate {m}
, !- Vertex 14 Y-coordinate {m}
, !- Vertex 14 Z-coordinate {m}
, !- Vertex 15 X-coordinate {m}
, !- Vertex 15 Y-coordinate {m}
, !- Vertex 15 Z-coordinate {m}
, !- Vertex 16 X-coordinate {m}
, !- Vertex 16 Y-coordinate {m}
, !- Vertex 16 Z-coordinate {m}
, !- Vertex 17 X-coordinate {m}
, !- Vertex 17 Y-coordinate {m}
, !- Vertex 17 Z-coordinate {m}
, !- Vertex 18 X-coordinate {m}
, !- Vertex 18 Y-coordinate {m}
, !- Vertex 18 Z-coordinate {m}
, !- Vertex 19 X-coordinate {m}
, !- Vertex 19 Y-coordinate {m}
, !- Vertex 19 Z-coordinate {m}
, !- Vertex 20 X-coordinate {m}
, !- Vertex 20 Y-coordinate {m}
; !- Vertex 20 Z-coordinate {m}
BuildingSurface:Detailed,
L2-201-Storage_Srf_10, !- Name
Roof, !- Surface Type
Roof_BOH, !- Construction Name
L2-201-Storage Thermal Zone, !- Zone Name
Outdoors, !- Outside Boundary Condition
, !- Outside Boundary Condition Object
SunExposed, !- Sun Exposure
WindExposed, !- Wind Exposure
, !- View Factor to Ground
9, !- Number of Vertices
41.118, !- Vertex 1 X-coordinate {m}
55.077, !- Vertex 1 Y-coordinate {m}
9.373, !- Vertex 1 Z-coordinate {m}
41.118, !- Vertex 2 X-coordinate {m}
50.963, !- Vertex 2 Y-coordinate {m}
9.373, !- Vertex 2 Z-coordinate {m}
65.54, !- Vertex 3 X-coordinate {m}
50.963, !- Vertex 3 Y-coordinate {m}
9.373, !- Vertex 3 Z-coordinate {m}
65.54, !- Vertex 4 X-coordinate {m}
54, !- Vertex 4 Y-coordinate {m}
9.373, !- Vertex 4 Z-coordinate {m}
53.31, !- Vertex 5 X-coordinate {m}
54, !- Vertex 5 Y-coordinate {m}
9.373, !- Vertex 5 Z-coordinate {m}
53.31, !- Vertex 6 X-coordinate {m}
59.131, !- Vertex 6 Y-coordinate {m}
9.373, !- Vertex 6 Z-coordinate {m}
51.459, !- Vertex 7 X-coordinate {m}
61.139, !- Vertex 7 Y-coordinate {m}
9.373, !- Vertex 7 Z-coordinate {m}
46.055, !- Vertex 8 X-coordinate {m}
55.899, !- Vertex 8 Y-coordinate {m}
9.373, !- Vertex 8 Z-coordinate {m}
46.055, !- Vertex 9 X-coordinate {m}
55.077, !- Vertex 9 Y-coordinate {m}
9.373, !- Vertex 9 Z-coordinate {m}
, !- Vertex 10 X-coordinate {m}
, !- Vertex 10 Y-coordinate {m}
, !- Vertex 10 Z-coordinate {m}
, !- Vertex 11 X-coordinate {m}
, !- Vertex 11 Y-coordinate {m}
, !- Vertex 11 Z-coordinate {m}
, !- Vertex 12 X-coordinate {m}
, !- Vertex 12 Y-coordinate {m}
, !- Vertex 12 Z-coordinate {m}
, !- Vertex 13 X-coordinate {m}
, !- Vertex 13 Y-coordinate {m}
, !- Vertex 13 Z-coordinate {m}
, !- Vertex 14 X-coordinate {m}
, !- Vertex 14 Y-coordinate {m}
, !- Vertex 14 Z-coordinate {m}
, !- Vertex 15 X-coordinate {m}
, !- Vertex 15 Y-coordinate {m}
, !- Vertex 15 Z-coordinate {m}
, !- Vertex 16 X-coordinate {m}
, !- Vertex 16 Y-coordinate {m}
, !- Vertex 16 Z-coordinate {m}
, !- Vertex 17 X-coordinate {m}
, !- Vertex 17 Y-coordinate {m}
, !- Vertex 17 Z-coordinate {m}
, !- Vertex 18 X-coordinate {m}
, !- Vertex 18 Y-coordinate {m}
, !- Vertex 18 Z-coordinate {m}
, !- Vertex 19 X-coordinate {m}
, !- Vertex 19 Y-coordinate {m}
, !- Vertex 19 Z-coordinate {m}
, !- Vertex 20 X-coordinate {m}
, !- Vertex 20 Y-coordinate {m}
; !- Vertex 20 Z-coordinate {m}
BuildingSurface:Detailed,
L2-201-Storage_Srf_2, !- Name
Wall, !- Surface Type
Hole, !- Construction Name
L2-201-Storage Thermal Zone, !- Zone Name
Surface, !- Outside Boundary Condition
L2-201-Walkins_Srf_6, !- Outside Boundary Condition Object
NoSun, !- Sun Exposure
NoWind, !- Wind Exposure
, !- View Factor to Ground
4, !- Number of Vertices
65.54, !- Vertex 1 X-coordinate {m}
54, !- Vertex 1 Y-coordinate {m}
9.373, !- Vertex 1 Z-coordinate {m}
65.54, !- Vertex 2 X-coordinate {m}
54, !- Vertex 2 Y-coordinate {m}
5.715, !- Vertex 2 Z-coordinate {m}
53.31, !- Vertex 3 X-coordinate {m}
54, !- Vertex 3 Y-coordinate {m}
5.715, !- Vertex 3 Z-coordinate {m}
53.31, !- Vertex 4 X-coordinate {m}
54, !- Vertex 4 Y-coordinate {m}
9.373, !- Vertex 4 Z-coordinate {m}
, !- Vertex 5 X-coordinate {m}
, !- Vertex 5 Y-coordinate {m}
, !- Vertex 5 Z-coordinate {m}
, !- Vertex 6 X-coordinate {m}
, !- Vertex 6 Y-coordinate {m}
, !- Vertex 6 Z-coordinate {m}
, !- Vertex 7 X-coordinate {m}
, !- Vertex 7 Y-coordinate {m}
, !- Vertex 7 Z-coordinate {m}
, !- Vertex 8 X-coordinate {m}
, !- Vertex 8 Y-coordinate {m}
, !- Vertex 8 Z-coordinate {m}
, !- Vertex 9 X-coordinate {m}
, !- Vertex 9 Y-coordinate {m}
, !- Vertex 9 Z-coordinate {m}
, !- Vertex 10 X-coordinate {m}
, !- Vertex 10 Y-coordinate {m}
, !- Vertex 10 Z-coordinate {m}
, !- Vertex 11 X-coordinate {m}
, !- Vertex 11 Y-coordinate {m}
, !- Vertex 11 Z-coordinate {m}
, !- Vertex 12 X-coordinate {m}
, !- Vertex 12 Y-coordinate {m}
, !- Vertex 12 Z-coordinate {m}
, !- Vertex 13 X-coordinate {m}
, !- Vertex 13 Y-coordinate {m}
, !- Vertex 13 Z-coordinate {m}
, !- Vertex 14 X-coordinate {m}
, !- Vertex 14 Y-coordinate {m}
, !- Vertex 14 Z-coordinate {m}
, !- Vertex 15 X-coordinate {m}
, !- Vertex 15 Y-coordinate {m}
, !- Vertex 15 Z-coordinate {m}
, !- Vertex 16 X-coordinate {m}
, !- Vertex 16 Y-coordinate {m}
, !- Vertex 16 Z-coordinate {m}
, !- Vertex 17 X-coordinate {m}
, !- Vertex 17 Y-coordinate {m}
, !- Vertex 17 Z-coordinate {m}
, !- Vertex 18 X-coordinate {m}
, !- Vertex 18 Y-coordinate {m}
, !- Vertex 18 Z-coordinate {m}
, !- Vertex 19 X-coordinate {m}
, !- Vertex 19 Y-coordinate {m}
, !- Vertex 19 Z-coordinate {m}
, !- Vertex 20 X-coordinate {m}
, !- Vertex 20 Y-coordinate {m}
; !- Vertex 20 Z-coordinate {m}
BuildingSurface:Detailed,
L2-201-Storage_Srf_3, !- Name
Wall, !- Surface Type
Wall_Exterior, !- Construction Name
L2-201-Storage Thermal Zone, !- Zone Name
Outdoors, !- Outside Boundary Condition
, !- Outside Boundary Condition Object
SunExposed, !- Sun Exposure
WindExposed, !- Wind Exposure
, !- View Factor to Ground
4, !- Number of Vertices
65.54, !- Vertex 1 X-coordinate {m}
50.963, !- Vertex 1 Y-coordinate {m}
9.373, !- Vertex 1 Z-coordinate {m}
65.54, !- Vertex 2 X-coordinate {m}
50.963, !- Vertex 2 Y-coordinate {m}
5.715, !- Vertex 2 Z-coordinate {m}
65.54, !- Vertex 3 X-coordinate {m}
54, !- Vertex 3 Y-coordinate {m}
5.715, !- Vertex 3 Z-coordinate {m}
65.54, !- Vertex 4 X-coordinate {m}
54, !- Vertex 4 Y-coordinate {m}
9.373, !- Vertex 4 Z-coordinate {m}
, !- Vertex 5 X-coordinate {m}
, !- Vertex 5 Y-coordinate {m}
, !- Vertex 5 Z-coordinate {m}
, !- Vertex 6 X-coordinate {m}
, !- Vertex 6 Y-coordinate {m}
, !- Vertex 6 Z-coordinate {m}
, !- Vertex 7 X-coordinate {m}
, !- Vertex 7 Y-coordinate {m}
, !- Vertex 7 Z-coordinate {m}
, !- Vertex 8 X-coordinate {m}
, !- Vertex 8 Y-coordinate {m}
, !- Vertex 8 Z-coordinate {m}
, !- Vertex 9 X-coordinate {m}
, !- Vertex 9 Y-coordinate {m}
, !- Vertex 9 Z-coordinate {m}
, !- Vertex 10 X-coordinate {m}
, !- Vertex 10 Y-coordinate {m}
, !- Vertex 10 Z-coordinate {m}
, !- Vertex 11 X-coordinate {m}
, !- Vertex 11 Y-coordinate {m}
, !- Vertex 11 Z-coordinate {m}
, !- Vertex 12 X-coordinate {m}
, !- Vertex 12 Y-coordinate {m}
, !- Vertex 12 Z-coordinate {m}
, !- Vertex 13 X-coordinate {m}
, !- Vertex 13 Y-coordinate {m}
, !- Vertex 13 Z-coordinate {m}
, !- Vertex 14 X-coordinate {m}
, !- Vertex 14 Y-coordinate {m}
, !- Vertex 14 Z-coordinate {m}
, !- Vertex 15 X-coordinate {m}
, !- Vertex 15 Y-coordinate {m}
, !- Vertex 15 Z-coordinate {m}
, !- Vertex 16 X-coordinate {m}
, !- Vertex 16 Y-coordinate {m}
, !- Vertex 16 Z-coordinate {m}
, !- Vertex 17 X-coordinate {m}
, !- Vertex 17 Y-coordinate {m}
, !- Vertex 17 Z-coordinate {m}
, !- Vertex 18 X-coordinate {m}
, !- Vertex 18 Y-coordinate {m}
, !- Vertex 18 Z-coordinate {m}
, !- Vertex 19 X-coordinate {m}
, !- Vertex 19 Y-coordinate {m}
, !- Vertex 19 Z-coordinate {m}
, !- Vertex 20 X-coordinate {m}
, !- Vertex 20 Y-coordinate {m}
; !- Vertex 20 Z-coordinate {m}
BuildingSurface:Detailed,
L2-201-Storage_Srf_4, !- Name
Wall, !- Surface Type
Wall_Exterior, !- Construction Name
L2-201-Storage Thermal Zone, !- Zone Name
Outdoors, !- Outside Boundary Condition
, !- Outside Boundary Condition Object
SunExposed, !- Sun Exposure
WindExposed, !- Wind Exposure
, !- View Factor to Ground
4, !- Number of Vertices
41.118, !- Vertex 1 X-coordinate {m}
50.963, !- Vertex 1 Y-coordinate {m}
9.373, !- Vertex 1 Z-coordinate {m}
41.118, !- Vertex 2 X-coordinate {m}
50.963, !- Vertex 2 Y-coordinate {m}
5.715, !- Vertex 2 Z-coordinate {m}
65.54, !- Vertex 3 X-coordinate {m}
50.963, !- Vertex 3 Y-coordinate {m}
5.715, !- Vertex 3 Z-coordinate {m}
65.54, !- Vertex 4 X-coordinate {m}
50.963, !- Vertex 4 Y-coordinate {m}
9.373, !- Vertex 4 Z-coordinate {m}
, !- Vertex 5 X-coordinate {m}
, !- Vertex 5 Y-coordinate {m}
, !- Vertex 5 Z-coordinate {m}
, !- Vertex 6 X-coordinate {m}
, !- Vertex 6 Y-coordinate {m}
, !- Vertex 6 Z-coordinate {m}
, !- Vertex 7 X-coordinate {m}
, !- Vertex 7 Y-coordinate {m}
, !- Vertex 7 Z-coordinate {m}
, !- Vertex 8 X-coordinate {m}
, !- Vertex 8 Y-coordinate {m}
, !- Vertex 8 Z-coordinate {m}
, !- Vertex 9 X-coordinate {m}
, !- Vertex 9 Y-coordinate {m}
, !- Vertex 9 Z-coordinate {m}
, !- Vertex 10 X-coordinate {m}
, !- Vertex 10 Y-coordinate {m}
, !- Vertex 10 Z-coordinate {m}
, !- Vertex 11 X-coordinate {m}
, !- Vertex 11 Y-coordinate {m}
, !- Vertex 11 Z-coordinate {m}
, !- Vertex 12 X-coordinate {m}
, !- Vertex 12 Y-coordinate {m}
, !- Vertex 12 Z-coordinate {m}
, !- Vertex 13 X-coordinate {m}
, !- Vertex 13 Y-coordinate {m}
, !- Vertex 13 Z-coordinate {m}
, !- Vertex 14 X-coordinate {m}
, !- Vertex 14 Y-coordinate {m}
, !- Vertex 14 Z-coordinate {m}
, !- Vertex 15 X-coordinate {m}
, !- Vertex 15 Y-coordinate {m}
, !- Vertex 15 Z-coordinate {m}
, !- Vertex 16 X-coordinate {m}
, !- Vertex 16 Y-coordinate {m}
, !- Vertex 16 Z-coordinate {m}
, !- Vertex 17 X-coordinate {m}
, !- Vertex 17 Y-coordinate {m}
, !- Vertex 17 Z-coordinate {m}
, !- Vertex 18 X-coordinate {m}
, !- Vertex 18 Y-coordinate {m}
, !- Vertex 18 Z-coordinate {m}
, !- Vertex 19 X-coordinate {m}
, !- Vertex 19 Y-coordinate {m}
, !- Vertex 19 Z-coordinate {m}
, !- Vertex 20 X-coordinate {m}
, !- Vertex 20 Y-coordinate {m}
; !- Vertex 20 Z-coordinate {m}
BuildingSurface:Detailed,
L2-201-Storage_Srf_5, !- Name
Wall, !- Surface Type
Hole, !- Construction Name
L2-201-Storage Thermal Zone, !- Zone Name
Surface, !- Outside Boundary Condition
L2-201-Stairs1_Srf_1, !- Outside Boundary Condition Object
NoSun, !- Sun Exposure
NoWind, !- Wind Exposure
, !- View Factor to Ground
4, !- Number of Vertices
41.118, !- Vertex 1 X-coordinate {m}
55.077, !- Vertex 1 Y-coordinate {m}
9.373, !- Vertex 1 Z-coordinate {m}
41.118, !- Vertex 2 X-coordinate {m}
55.077, !- Vertex 2 Y-coordinate {m}
5.715, !- Vertex 2 Z-coordinate {m}
41.118, !- Vertex 3 X-coordinate {m}
50.963, !- Vertex 3 Y-coordinate {m}
5.715, !- Vertex 3 Z-coordinate {m}
41.118, !- Vertex 4 X-coordinate {m}
50.963, !- Vertex 4 Y-coordinate {m}
9.373, !- Vertex 4 Z-coordinate {m}
, !- Vertex 5 X-coordinate {m}
, !- Vertex 5 Y-coordinate {m}
, !- Vertex 5 Z-coordinate {m}
, !- Vertex 6 X-coordinate {m}
, !- Vertex 6 Y-coordinate {m}
, !- Vertex 6 Z-coordinate {m}
, !- Vertex 7 X-coordinate {m}
, !- Vertex 7 Y-coordinate {m}
, !- Vertex 7 Z-coordinate {m}
, !- Vertex 8 X-coordinate {m}
, !- Vertex 8 Y-coordinate {m}
, !- Vertex 8 Z-coordinate {m}
, !- Vertex 9 X-coordinate {m}
, !- Vertex 9 Y-coordinate {m}
, !- Vertex 9 Z-coordinate {m}
, !- Vertex 10 X-coordinate {m}
, !- Vertex 10 Y-coordinate {m}
, !- Vertex 10 Z-coordinate {m}
, !- Vertex 11 X-coordinate {m}
, !- Vertex 11 Y-coordinate {m}
, !- Vertex 11 Z-coordinate {m}
, !- Vertex 12 X-coordinate {m}
, !- Vertex 12 Y-coordinate {m}
, !- Vertex 12 Z-coordinate {m}
, !- Vertex 13 X-coordinate {m}
, !- Vertex 13 Y-coordinate {m}
, !- Vertex 13 Z-coordinate {m}
, !- Vertex 14 X-coordinate {m}
, !- Vertex 14 Y-coordinate {m}
, !- Vertex 14 Z-coordinate {m}
, !- Vertex 15 X-coordinate {m}
, !- Vertex 15 Y-coordinate {m}
, !- Vertex 15 Z-coordinate {m}
, !- Vertex 16 X-coordinate {m}
, !- Vertex 16 Y-coordinate {m}
, !- Vertex 16 Z-coordinate {m}
, !- Vertex 17 X-coordinate {m}
, !- Vertex 17 Y-coordinate {m}
, !- Vertex 17 Z-coordinate {m}
, !- Vertex 18 X-coordinate {m}
, !- Vertex 18 Y-coordinate {m}
, !- Vertex 18 Z-coordinate {m}
, !- Vertex 19 X-coordinate {m}
, !- Vertex 19 Y-coordinate {m}
, !- Vertex 19 Z-coordinate {m}
, !- Vertex 20 X-coordinate {m}
, !- Vertex 20 Y-coordinate {m}
; !- Vertex 20 Z-coordinate {m}
BuildingSurface:Detailed,
L2-201-Storage_Srf_6, !- Name
Wall, !- Surface Type
Hole, !- Construction Name
L2-201-Storage Thermal Zone, !- Zone Name
Surface, !- Outside Boundary Condition
L2-201-Corridor_Srf_1, !- Outside Boundary Condition Object
NoSun, !- Sun Exposure
NoWind, !- Wind Exposure
, !- View Factor to Ground
4, !- Number of Vertices
46.055, !- Vertex 1 X-coordinate {m}
55.077, !- Vertex 1 Y-coordinate {m}
9.373, !- Vertex 1 Z-coordinate {m}
46.055, !- Vertex 2 X-coordinate {m}
55.077, !- Vertex 2 Y-coordinate {m}
5.715, !- Vertex 2 Z-coordinate {m}
41.118, !- Vertex 3 X-coordinate {m}
55.077, !- Vertex 3 Y-coordinate {m}
5.715, !- Vertex 3 Z-coordinate {m}
41.118, !- Vertex 4 X-coordinate {m}
55.077, !- Vertex 4 Y-coordinate {m}
9.373, !- Vertex 4 Z-coordinate {m}
, !- Vertex 5 X-coordinate {m}
, !- Vertex 5 Y-coordinate {m}
, !- Vertex 5 Z-coordinate {m}
, !- Vertex 6 X-coordinate {m}
, !- Vertex 6 Y-coordinate {m}
, !- Vertex 6 Z-coordinate {m}
, !- Vertex 7 X-coordinate {m}
, !- Vertex 7 Y-coordinate {m}
, !- Vertex 7 Z-coordinate {m}
, !- Vertex 8 X-coordinate {m}
, !- Vertex 8 Y-coordinate {m}
, !- Vertex 8 Z-coordinate {m}
, !- Vertex 9 X-coordinate {m}
, !- Vertex 9 Y-coordinate {m}
, !- Vertex 9 Z-coordinate {m}
, !- Vertex 10 X-coordinate {m}
, !- Vertex 10 Y-coordinate {m}
, !- Vertex 10 Z-coordinate {m}
, !- Vertex 11 X-coordinate {m}
, !- Vertex 11 Y-coordinate {m}
, !- Vertex 11 Z-coordinate {m}
, !- Vertex 12 X-coordinate {m}
, !- Vertex 12 Y-coordinate {m}
, !- Vertex 12 Z-coordinate {m}
, !- Vertex 13 X-coordinate {m}
, !- Vertex 13 Y-coordinate {m}
, !- Vertex 13 Z-coordinate {m}
, !- Vertex 14 X-coordinate {m}
, !- Vertex 14 Y-coordinate {m}
, !- Vertex 14 Z-coordinate {m}
, !- Vertex 15 X-coordinate {m}
, !- Vertex 15 Y-coordinate {m}
, !- Vertex 15 Z-coordinate {m}
, !- Vertex 16 X-coordinate {m}
, !- Vertex 16 Y-coordinate {m}
, !- Vertex 16 Z-coordinate {m}
, !- Vertex 17 X-coordinate {m}
, !- Vertex 17 Y-coordinate {m}
, !- Vertex 17 Z-coordinate {m}
, !- Vertex 18 X-coordinate {m}
, !- Vertex 18 Y-coordinate {m}
, !- Vertex 18 Z-coordinate {m}
, !- Vertex 19 X-coordinate {m}
, !- Vertex 19 Y-coordinate {m}
, !- Vertex 19 Z-coordinate {m}
, !- Vertex 20 X-coordinate {m}
, !- Vertex 20 Y-coordinate {m}
; !- Vertex 20 Z-coordinate {m}
BuildingSurface:Detailed,
L2-201-Storage_Srf_7, !- Name
Wall, !- Surface Type
Hole, !- Construction Name
L2-201-Storage Thermal Zone, !- Zone Name
Surface, !- Outside Boundary Condition
L2-201-Corridor_Srf_5, !- Outside Boundary Condition Object
NoSun, !- Sun Exposure
NoWind, !- Wind Exposure
, !- View Factor to Ground
4, !- Number of Vertices
46.055, !- Vertex 1 X-coordinate {m}
55.899, !- Vertex 1 Y-coordinate {m}
9.373, !- Vertex 1 Z-coordinate {m}
46.055, !- Vertex 2 X-coordinate {m}
55.899, !- Vertex 2 Y-coordinate {m}
5.715, !- Vertex 2 Z-coordinate {m}
46.055, !- Vertex 3 X-coordinate {m}
55.077, !- Vertex 3 Y-coordinate {m}
5.715, !- Vertex 3 Z-coordinate {m}
46.055, !- Vertex 4 X-coordinate {m}
55.077, !- Vertex 4 Y-coordinate {m}
9.373, !- Vertex 4 Z-coordinate {m}
, !- Vertex 5 X-coordinate {m}
, !- Vertex 5 Y-coordinate {m}
, !- Vertex 5 Z-coordinate {m}
, !- Vertex 6 X-coordinate {m}
, !- Vertex 6 Y-coordinate {m}
, !- Vertex 6 Z-coordinate {m}
, !- Vertex 7 X-coordinate {m}
, !- Vertex 7 Y-coordinate {m}
, !- Vertex 7 Z-coordinate {m}
, !- Vertex 8 X-coordinate {m}
, !- Vertex 8 Y-coordinate {m}
, !- Vertex 8 Z-coordinate {m}
, !- Vertex 9 X-coordinate {m}
, !- Vertex 9 Y-coordinate {m}
, !- Vertex 9 Z-coordinate {m}
, !- Vertex 10 X-coordinate {m}
, !- Vertex 10 Y-coordinate {m}
, !- Vertex 10 Z-coordinate {m}
, !- Vertex 11 X-coordinate {m}
, !- Vertex 11 Y-coordinate {m}
, !- Vertex 11 Z-coordinate {m}
, !- Vertex 12 X-coordinate {m}
, !- Vertex 12 Y-coordinate {m}
, !- Vertex 12 Z-coordinate {m}
, !- Vertex 13 X-coordinate {m}
, !- Vertex 13 Y-coordinate {m}
, !- Vertex 13 Z-coordinate {m}
, !- Vertex 14 X-coordinate {m}
, !- Vertex 14 Y-coordinate {m}
, !- Vertex 14 Z-coordinate {m}
, !- Vertex 15 X-coordinate {m}
, !- Vertex 15 Y-coordinate {m}
, !- Vertex 15 Z-coordinate {m}
, !- Vertex 16 X-coordinate {m}
, !- Vertex 16 Y-coordinate {m}
, !- Vertex 16 Z-coordinate {m}
, !- Vertex 17 X-coordinate {m}
, !- Vertex 17 Y-coordinate {m}
, !- Vertex 17 Z-coordinate {m}
, !- Vertex 18 X-coordinate {m}
, !- Vertex 18 Y-coordinate {m}
, !- Vertex 18 Z-coordinate {m}
, !- Vertex 19 X-coordinate {m}
, !- Vertex 19 Y-coordinate {m}
, !- Vertex 19 Z-coordinate {m}
, !- Vertex 20 X-coordinate {m}
, !- Vertex 20 Y-coordinate {m}
; !- Vertex 20 Z-coordinate {m}
BuildingSurface:Detailed,
L2-201-Storage_Srf_8, !- Name
Wall, !- Surface Type
Wall_Exterior, !- Construction Name
L2-201-Storage Thermal Zone, !- Zone Name
Outdoors, !- Outside Boundary Condition
, !- Outside Boundary Condition Object
SunExposed, !- Sun Exposure
WindExposed, !- Wind Exposure
, !- View Factor to Ground
4, !- Number of Vertices
51.459, !- Vertex 1 X-coordinate {m}
61.139, !- Vertex 1 Y-coordinate {m}
9.373, !- Vertex 1 Z-coordinate {m}
51.459, !- Vertex 2 X-coordinate {m}
61.139, !- Vertex 2 Y-coordinate {m}
5.715, !- Vertex 2 Z-coordinate {m}
46.055, !- Vertex 3 X-coordinate {m}
55.899, !- Vertex 3 Y-coordinate {m}
5.715, !- Vertex 3 Z-coordinate {m}
46.055, !- Vertex 4 X-coordinate {m}
55.899, !- Vertex 4 Y-coordinate {m}
9.373, !- Vertex 4 Z-coordinate {m}
, !- Vertex 5 X-coordinate {m}
, !- Vertex 5 Y-coordinate {m}
, !- Vertex 5 Z-coordinate {m}
, !- Vertex 6 X-coordinate {m}
, !- Vertex 6 Y-coordinate {m}
, !- Vertex 6 Z-coordinate {m}
, !- Vertex 7 X-coordinate {m}
, !- Vertex 7 Y-coordinate {m}
, !- Vertex 7 Z-coordinate {m}
, !- Vertex 8 X-coordinate {m}
, !- Vertex 8 Y-coordinate {m}
, !- Vertex 8 Z-coordinate {m}
, !- Vertex 9 X-coordinate {m}
, !- Vertex 9 Y-coordinate {m}
, !- Vertex 9 Z-coordinate {m}
, !- Vertex 10 X-coordinate {m}
, !- Vertex 10 Y-coordinate {m}
, !- Vertex 10 Z-coordinate {m}
, !- Vertex 11 X-coordinate {m}
, !- Vertex 11 Y-coordinate {m}
, !- Vertex 11 Z-coordinate {m}
, !- Vertex 12 X-coordinate {m}
, !- Vertex 12 Y-coordinate {m}
, !- Vertex 12 Z-coordinate {m}
, !- Vertex 13 X-coordinate {m}
, !- Vertex 13 Y-coordinate {m}
, !- Vertex 13 Z-coordinate {m}
, !- Vertex 14 X-coordinate {m}
, !- Vertex 14 Y-coordinate {m}
, !- Vertex 14 Z-coordinate {m}
, !- Vertex 15 X-coordinate {m}
, !- Vertex 15 Y-coordinate {m}
, !- Vertex 15 Z-coordinate {m}
, !- Vertex 16 X-coordinate {m}
, !- Vertex 16 Y-coordinate {m}
, !- Vertex 16 Z-coordinate {m}
, !- Vertex 17 X-coordinate {m}
, !- Vertex 17 Y-coordinate {m}
, !- Vertex 17 Z-coordinate {m}
, !- Vertex 18 X-coordinate {m}
, !- Vertex 18 Y-coordinate {m}
, !- Vertex 18 Z-coordinate {m}
, !- Vertex 19 X-coordinate {m}
, !- Vertex 19 Y-coordinate {m}
, !- Vertex 19 Z-coordinate {m}
, !- Vertex 20 X-coordinate {m}
, !- Vertex 20 Y-coordinate {m}
; !- Vertex 20 Z-coordinate {m}
BuildingSurface:Detailed,
L2-201-Storage_Srf_9, !- Name
Wall, !- Surface Type
Hole, !- Construction Name
L2-201-Storage Thermal Zone, !- Zone Name
Surface, !- Outside Boundary Condition
L2-201-ExgStorage_Srf_5, !- Outside Boundary Condition Object
NoSun, !- Sun Exposure
NoWind, !- Wind Exposure
, !- View Factor to Ground
4, !- Number of Vertices
53.31, !- Vertex 1 X-coordinate {m}
59.131, !- Vertex 1 Y-coordinate {m}
9.373, !- Vertex 1 Z-coordinate {m}
53.31, !- Vertex 2 X-coordinate {m}
59.131, !- Vertex 2 Y-coordinate {m}
5.715, !- Vertex 2 Z-coordinate {m}
51.459, !- Vertex 3 X-coordinate {m}
61.139, !- Vertex 3 Y-coordinate {m}
5.715, !- Vertex 3 Z-coordinate {m}
51.459, !- Vertex 4 X-coordinate {m}
61.139, !- Vertex 4 Y-coordinate {m}
9.373, !- Vertex 4 Z-coordinate {m}
, !- Vertex 5 X-coordinate {m}
, !- Vertex 5 Y-coordinate {m}
, !- Vertex 5 Z-coordinate {m}
, !- Vertex 6 X-coordinate {m}
, !- Vertex 6 Y-coordinate {m}
, !- Vertex 6 Z-coordinate {m}
, !- Vertex 7 X-coordinate {m}
, !- Vertex 7 Y-coordinate {m}
, !- Vertex 7 Z-coordinate {m}
, !- Vertex 8 X-coordinate {m}
, !- Vertex 8 Y-coordinate {m}
, !- Vertex 8 Z-coordinate {m}
, !- Vertex 9 X-coordinate {m}
, !- Vertex 9 Y-coordinate {m}
, !- Vertex 9 Z-coordinate {m}
, !- Vertex 10 X-coordinate {m}
, !- Vertex 10 Y-coordinate {m}
, !- Vertex 10 Z-coordinate {m}
, !- Vertex 11 X-coordinate {m}
, !- Vertex 11 Y-coordinate {m}
, !- Vertex 11 Z-coordinate {m}
, !- Vertex 12 X-coordinate {m}
, !- Vertex 12 Y-coordinate {m}
, !- Vertex 12 Z-coordinate {m}
, !- Vertex 13 X-coordinate {m}
, !- Vertex 13 Y-coordinate {m}
, !- Vertex 13 Z-coordinate {m}
, !- Vertex 14 X-coordinate {m}
, !- Vertex 14 Y-coordinate {m}
, !- Vertex 14 Z-coordinate {m}
, !- Vertex 15 X-coordinate {m}
, !- Vertex 15 Y-coordinate {m}
, !- Vertex 15 Z-coordinate {m}
, !- Vertex 16 X-coordinate {m}
, !- Vertex 16 Y-coordinate {m}
, !- Vertex 16 Z-coordinate {m}
, !- Vertex 17 X-coordinate {m}
, !- Vertex 17 Y-coordinate {m}
, !- Vertex 17 Z-coordinate {m}
, !- Vertex 18 X-coordinate {m}
, !- Vertex 18 Y-coordinate {m}
, !- Vertex 18 Z-coordinate {m}
, !- Vertex 19 X-coordinate {m}
, !- Vertex 19 Y-coordinate {m}
, !- Vertex 19 Z-coordinate {m}
, !- Vertex 20 X-coordinate {m}
, !- Vertex 20 Y-coordinate {m}
; !- Vertex 20 Z-coordinate {m}
BuildingSurface:Detailed,
L2-201-Walkins_Srf_0, !- Name
Floor, !- Surface Type
Hole, !- Construction Name
L2-201-Walkins Thermal Zone, !- Zone Name
outdoors, !- Outside Boundary Condition
, !- Outside Boundary Condition Object
SunExposed, !- Sun Exposure
WindExposed, !- Wind Exposure
, !- View Factor to Ground
7, !- Number of Vertices
67.246, !- Vertex 1 X-coordinate {m}
56.987, !- Vertex 1 Y-coordinate {m}
5.715, !- Vertex 1 Z-coordinate {m}
65.54, !- Vertex 2 X-coordinate {m}
55.23, !- Vertex 2 Y-coordinate {m}
5.715, !- Vertex 2 Z-coordinate {m}
65.54, !- Vertex 3 X-coordinate {m}
54, !- Vertex 3 Y-coordinate {m}
5.715, !- Vertex 3 Z-coordinate {m}
53.31, !- Vertex 4 X-coordinate {m}
54, !- Vertex 4 Y-coordinate {m}
5.715, !- Vertex 4 Z-coordinate {m}
53.31, !- Vertex 5 X-coordinate {m}
59.131, !- Vertex 5 Y-coordinate {m}
5.715, !- Vertex 5 Z-coordinate {m}
61.692, !- Vertex 6 X-coordinate {m}
59.131, !- Vertex 6 Y-coordinate {m}
5.715, !- Vertex 6 Z-coordinate {m}
63.315, !- Vertex 7 X-coordinate {m}
60.803, !- Vertex 7 Y-coordinate {m}
5.715, !- Vertex 7 Z-coordinate {m}
, !- Vertex 8 X-coordinate {m}
, !- Vertex 8 Y-coordinate {m}
, !- Vertex 8 Z-coordinate {m}
, !- Vertex 9 X-coordinate {m}
, !- Vertex 9 Y-coordinate {m}
, !- Vertex 9 Z-coordinate {m}
, !- Vertex 10 X-coordinate {m}
, !- Vertex 10 Y-coordinate {m}
, !- Vertex 10 Z-coordinate {m}
, !- Vertex 11 X-coordinate {m}
, !- Vertex 11 Y-coordinate {m}
, !- Vertex 11 Z-coordinate {m}
, !- Vertex 12 X-coordinate {m}
, !- Vertex 12 Y-coordinate {m}
, !- Vertex 12 Z-coordinate {m}
, !- Vertex 13 X-coordinate {m}
, !- Vertex 13 Y-coordinate {m}
, !- Vertex 13 Z-coordinate {m}
, !- Vertex 14 X-coordinate {m}
, !- Vertex 14 Y-coordinate {m}
, !- Vertex 14 Z-coordinate {m}
, !- Vertex 15 X-coordinate {m}
, !- Vertex 15 Y-coordinate {m}
, !- Vertex 15 Z-coordinate {m}
, !- Vertex 16 X-coordinate {m}
, !- Vertex 16 Y-coordinate {m}
, !- Vertex 16 Z-coordinate {m}
, !- Vertex 17 X-coordinate {m}
, !- Vertex 17 Y-coordinate {m}
, !- Vertex 17 Z-coordinate {m}
, !- Vertex 18 X-coordinate {m}
, !- Vertex 18 Y-coordinate {m}
, !- Vertex 18 Z-coordinate {m}
, !- Vertex 19 X-coordinate {m}
, !- Vertex 19 Y-coordinate {m}
, !- Vertex 19 Z-coordinate {m}
, !- Vertex 20 X-coordinate {m}
, !- Vertex 20 Y-coordinate {m}
; !- Vertex 20 Z-coordinate {m}
BuildingSurface:Detailed,
L2-201-Walkins_Srf_1, !- Name
Wall, !- Surface Type
Hole, !- Construction Name
L2-201-Walkins Thermal Zone, !- Zone Name
Surface, !- Outside Boundary Condition
L2-201-ExgStorage_Srf_4, !- Outside Boundary Condition Object
NoSun, !- Sun Exposure
NoWind, !- Wind Exposure
, !- View Factor to Ground
4, !- Number of Vertices
61.692, !- Vertex 1 X-coordinate {m}
59.131, !- Vertex 1 Y-coordinate {m}
9.373, !- Vertex 1 Z-coordinate {m}
61.692, !- Vertex 2 X-coordinate {m}
59.131, !- Vertex 2 Y-coordinate {m}
5.715, !- Vertex 2 Z-coordinate {m}
53.31, !- Vertex 3 X-coordinate {m}
59.131, !- Vertex 3 Y-coordinate {m}
5.715, !- Vertex 3 Z-coordinate {m}
53.31, !- Vertex 4 X-coordinate {m}
59.131, !- Vertex 4 Y-coordinate {m}
9.373, !- Vertex 4 Z-coordinate {m}
, !- Vertex 5 X-coordinate {m}
, !- Vertex 5 Y-coordinate {m}
, !- Vertex 5 Z-coordinate {m}
, !- Vertex 6 X-coordinate {m}
, !- Vertex 6 Y-coordinate {m}
, !- Vertex 6 Z-coordinate {m}
, !- Vertex 7 X-coordinate {m}
, !- Vertex 7 Y-coordinate {m}
, !- Vertex 7 Z-coordinate {m}
, !- Vertex 8 X-coordinate {m}
, !- Vertex 8 Y-coordinate {m}
, !- Vertex 8 Z-coordinate {m}
, !- Vertex 9 X-coordinate {m}
, !- Vertex 9 Y-coordinate {m}
, !- Vertex 9 Z-coordinate {m}
, !- Vertex 10 X-coordinate {m}
, !- Vertex 10 Y-coordinate {m}
, !- Vertex 10 Z-coordinate {m}
, !- Vertex 11 X-coordinate {m}
, !- Vertex 11 Y-coordinate {m}
, !- Vertex 11 Z-coordinate {m}
, !- Vertex 12 X-coordinate {m}
, !- Vertex 12 Y-coordinate {m}
, !- Vertex 12 Z-coordinate {m}
, !- Vertex 13 X-coordinate {m}
, !- Vertex 13 Y-coordinate {m}
, !- Vertex 13 Z-coordinate {m}
, !- Vertex 14 X-coordinate {m}
, !- Vertex 14 Y-coordinate {m}
, !- Vertex 14 Z-coordinate {m}
, !- Vertex 15 X-coordinate {m}
, !- Vertex 15 Y-coordinate {m}
, !- Vertex 15 Z-coordinate {m}
, !- Vertex 16 X-coordinate {m}
, !- Vertex 16 Y-coordinate {m}
, !- Vertex 16 Z-coordinate {m}
, !- Vertex 17 X-coordinate {m}
, !- Vertex 17 Y-coordinate {m}
, !- Vertex 17 Z-coordinate {m}
, !- Vertex 18 X-coordinate {m}
, !- Vertex 18 Y-coordinate {m}
, !- Vertex 18 Z-coordinate {m}
, !- Vertex 19 X-coordinate {m}
, !- Vertex 19 Y-coordinate {m}
, !- Vertex 19 Z-coordinate {m}
, !- Vertex 20 X-coordinate {m}
, !- Vertex 20 Y-coordinate {m}
; !- Vertex 20 Z-coordinate {m}
BuildingSurface:Detailed,
L2-201-Walkins_Srf_2, !- Name
Wall, !- Surface Type
Hole, !- Construction Name
L2-201-Walkins Thermal Zone, !- Zone Name
Surface, !- Outside Boundary Condition
L2-201-ExgStorage_Srf_3, !- Outside Boundary Condition Object
NoSun, !- Sun Exposure
NoWind, !- Wind Exposure
, !- View Factor to Ground
4, !- Number of Vertices
63.315, !- Vertex 1 X-coordinate {m}
60.803, !- Vertex 1 Y-coordinate {m}
9.373, !- Vertex 1 Z-coordinate {m}
63.315, !- Vertex 2 X-coordinate {m}
60.803, !- Vertex 2 Y-coordinate {m}
5.715, !- Vertex 2 Z-coordinate {m}
61.692, !- Vertex 3 X-coordinate {m}
59.131, !- Vertex 3 Y-coordinate {m}
5.715, !- Vertex 3 Z-coordinate {m}
61.692, !- Vertex 4 X-coordinate {m}
59.131, !- Vertex 4 Y-coordinate {m}
9.373, !- Vertex 4 Z-coordinate {m}
, !- Vertex 5 X-coordinate {m}
, !- Vertex 5 Y-coordinate {m}
, !- Vertex 5 Z-coordinate {m}
, !- Vertex 6 X-coordinate {m}
, !- Vertex 6 Y-coordinate {m}
, !- Vertex 6 Z-coordinate {m}
, !- Vertex 7 X-coordinate {m}
, !- Vertex 7 Y-coordinate {m}
, !- Vertex 7 Z-coordinate {m}
, !- Vertex 8 X-coordinate {m}
, !- Vertex 8 Y-coordinate {m}
, !- Vertex 8 Z-coordinate {m}
, !- Vertex 9 X-coordinate {m}
, !- Vertex 9 Y-coordinate {m}
, !- Vertex 9 Z-coordinate {m}
, !- Vertex 10 X-coordinate {m}
, !- Vertex 10 Y-coordinate {m}
, !- Vertex 10 Z-coordinate {m}
, !- Vertex 11 X-coordinate {m}
, !- Vertex 11 Y-coordinate {m}
, !- Vertex 11 Z-coordinate {m}
, !- Vertex 12 X-coordinate {m}
, !- Vertex 12 Y-coordinate {m}
, !- Vertex 12 Z-coordinate {m}
, !- Vertex 13 X-coordinate {m}
, !- Vertex 13 Y-coordinate {m}
, !- Vertex 13 Z-coordinate {m}
, !- Vertex 14 X-coordinate {m}
, !- Vertex 14 Y-coordinate {m}
, !- Vertex 14 Z-coordinate {m}
, !- Vertex 15 X-coordinate {m}
, !- Vertex 15 Y-coordinate {m}
, !- Vertex 15 Z-coordinate {m}
, !- Vertex 16 X-coordinate {m}
, !- Vertex 16 Y-coordinate {m}
, !- Vertex 16 Z-coordinate {m}
, !- Vertex 17 X-coordinate {m}
, !- Vertex 17 Y-coordinate {m}
, !- Vertex 17 Z-coordinate {m}
, !- Vertex 18 X-coordinate {m}
, !- Vertex 18 Y-coordinate {m}
, !- Vertex 18 Z-coordinate {m}
, !- Vertex 19 X-coordinate {m}
, !- Vertex 19 Y-coordinate {m}
, !- Vertex 19 Z-coordinate {m}
, !- Vertex 20 X-coordinate {m}
, !- Vertex 20 Y-coordinate {m}
; !- Vertex 20 Z-coordinate {m}
BuildingSurface:Detailed,
L2-201-Walkins_Srf_3, !- Name
Wall, !- Surface Type
Wall_Exterior, !- Construction Name
L2-201-Walkins Thermal Zone, !- Zone Name
Outdoors, !- Outside Boundary Condition
, !- Outside Boundary Condition Object
SunExposed, !- Sun Exposure
WindExposed, !- Wind Exposure
, !- View Factor to Ground
4, !- Number of Vertices
67.246, !- Vertex 1 X-coordinate {m}
56.987, !- Vertex 1 Y-coordinate {m}
9.373, !- Vertex 1 Z-coordinate {m}
67.246, !- Vertex 2 X-coordinate {m}
56.987, !- Vertex 2 Y-coordinate {m}
5.715, !- Vertex 2 Z-coordinate {m}
63.315, !- Vertex 3 X-coordinate {m}
60.803, !- Vertex 3 Y-coordinate {m}
5.715, !- Vertex 3 Z-coordinate {m}
63.315, !- Vertex 4 X-coordinate {m}
60.803, !- Vertex 4 Y-coordinate {m}
9.373, !- Vertex 4 Z-coordinate {m}
, !- Vertex 5 X-coordinate {m}
, !- Vertex 5 Y-coordinate {m}
, !- Vertex 5 Z-coordinate {m}
, !- Vertex 6 X-coordinate {m}
, !- Vertex 6 Y-coordinate {m}
, !- Vertex 6 Z-coordinate {m}
, !- Vertex 7 X-coordinate {m}
, !- Vertex 7 Y-coordinate {m}
, !- Vertex 7 Z-coordinate {m}
, !- Vertex 8 X-coordinate {m}
, !- Vertex 8 Y-coordinate {m}
, !- Vertex 8 Z-coordinate {m}
, !- Vertex 9 X-coordinate {m}
, !- Vertex 9 Y-coordinate {m}
, !- Vertex 9 Z-coordinate {m}
, !- Vertex 10 X-coordinate {m}
, !- Vertex 10 Y-coordinate {m}
, !- Vertex 10 Z-coordinate {m}
, !- Vertex 11 X-coordinate {m}
, !- Vertex 11 Y-coordinate {m}
, !- Vertex 11 Z-coordinate {m}
, !- Vertex 12 X-coordinate {m}
, !- Vertex 12 Y-coordinate {m}
, !- Vertex 12 Z-coordinate {m}
, !- Vertex 13 X-coordinate {m}
, !- Vertex 13 Y-coordinate {m}
, !- Vertex 13 Z-coordinate {m}
, !- Vertex 14 X-coordinate {m}
, !- Vertex 14 Y-coordinate {m}
, !- Vertex 14 Z-coordinate {m}
, !- Vertex 15 X-coordinate {m}
, !- Vertex 15 Y-coordinate {m}
, !- Vertex 15 Z-coordinate {m}
, !- Vertex 16 X-coordinate {m}
, !- Vertex 16 Y-coordinate {m}
, !- Vertex 16 Z-coordinate {m}
, !- Vertex 17 X-coordinate {m}
, !- Vertex 17 Y-coordinate {m}
, !- Vertex 17 Z-coordinate {m}
, !- Vertex 18 X-coordinate {m}
, !- Vertex 18 Y-coordinate {m}
, !- Vertex 18 Z-coordinate {m}
, !- Vertex 19 X-coordinate {m}
, !- Vertex 19 Y-coordinate {m}
, !- Vertex 19 Z-coordinate {m}
, !- Vertex 20 X-coordinate {m}
, !- Vertex 20 Y-coordinate {m}
; !- Vertex 20 Z-coordinate {m}
BuildingSurface:Detailed,
L2-201-Walkins_Srf_4, !- Name
Wall, !- Surface Type
Hole, !- Construction Name
L2-201-Walkins Thermal Zone, !- Zone Name
Surface, !- Outside Boundary Condition
L2-205-RefrigerationEquipmentRoomLower_Srf_4, !- Outside Boundary Condition Object
NoSun, !- Sun Exposure
NoWind, !- Wind Exposure
, !- View Factor to Ground
4, !- Number of Vertices
65.54, !- Vertex 1 X-coordinate {m}
55.23, !- Vertex 1 Y-coordinate {m}
9.373, !- Vertex 1 Z-coordinate {m}
65.54, !- Vertex 2 X-coordinate {m}
55.23, !- Vertex 2 Y-coordinate {m}
5.715, !- Vertex 2 Z-coordinate {m}
67.246, !- Vertex 3 X-coordinate {m}
56.987, !- Vertex 3 Y-coordinate {m}
5.715, !- Vertex 3 Z-coordinate {m}
67.246, !- Vertex 4 X-coordinate {m}
56.987, !- Vertex 4 Y-coordinate {m}
9.373, !- Vertex 4 Z-coordinate {m}
, !- Vertex 5 X-coordinate {m}
, !- Vertex 5 Y-coordinate {m}
, !- Vertex 5 Z-coordinate {m}
, !- Vertex 6 X-coordinate {m}
, !- Vertex 6 Y-coordinate {m}
, !- Vertex 6 Z-coordinate {m}
, !- Vertex 7 X-coordinate {m}
, !- Vertex 7 Y-coordinate {m}
, !- Vertex 7 Z-coordinate {m}
, !- Vertex 8 X-coordinate {m}
, !- Vertex 8 Y-coordinate {m}
, !- Vertex 8 Z-coordinate {m}
, !- Vertex 9 X-coordinate {m}
, !- Vertex 9 Y-coordinate {m}
, !- Vertex 9 Z-coordinate {m}
, !- Vertex 10 X-coordinate {m}
, !- Vertex 10 Y-coordinate {m}
, !- Vertex 10 Z-coordinate {m}
, !- Vertex 11 X-coordinate {m}
, !- Vertex 11 Y-coordinate {m}
, !- Vertex 11 Z-coordinate {m}
, !- Vertex 12 X-coordinate {m}
, !- Vertex 12 Y-coordinate {m}
, !- Vertex 12 Z-coordinate {m}
, !- Vertex 13 X-coordinate {m}
, !- Vertex 13 Y-coordinate {m}
, !- Vertex 13 Z-coordinate {m}
, !- Vertex 14 X-coordinate {m}
, !- Vertex 14 Y-coordinate {m}
, !- Vertex 14 Z-coordinate {m}
, !- Vertex 15 X-coordinate {m}
, !- Vertex 15 Y-coordinate {m}
, !- Vertex 15 Z-coordinate {m}
, !- Vertex 16 X-coordinate {m}
, !- Vertex 16 Y-coordinate {m}
, !- Vertex 16 Z-coordinate {m}
, !- Vertex 17 X-coordinate {m}
, !- Vertex 17 Y-coordinate {m}
, !- Vertex 17 Z-coordinate {m}
, !- Vertex 18 X-coordinate {m}
, !- Vertex 18 Y-coordinate {m}
, !- Vertex 18 Z-coordinate {m}
, !- Vertex 19 X-coordinate {m}
, !- Vertex 19 Y-coordinate {m}
, !- Vertex 19 Z-coordinate {m}
, !- Vertex 20 X-coordinate {m}
, !- Vertex 20 Y-coordinate {m}
; !- Vertex 20 Z-coordinate {m}
BuildingSurface:Detailed,
L2-201-Walkins_Srf_5, !- Name
Wall, !- Surface Type
Wall_Exterior, !- Construction Name
L2-201-Walkins Thermal Zone, !- Zone Name
Outdoors, !- Outside Boundary Condition
, !- Outside Boundary Condition Object
SunExposed, !- Sun Exposure
WindExposed, !- Wind Exposure
, !- View Factor to Ground
4, !- Number of Vertices
65.54, !- Vertex 1 X-coordinate {m}
54, !- Vertex 1 Y-coordinate {m}
9.373, !- Vertex 1 Z-coordinate {m}
65.54, !- Vertex 2 X-coordinate {m}
54, !- Vertex 2 Y-coordinate {m}
5.715, !- Vertex 2 Z-coordinate {m}
65.54, !- Vertex 3 X-coordinate {m}
55.23, !- Vertex 3 Y-coordinate {m}
5.715, !- Vertex 3 Z-coordinate {m}
65.54, !- Vertex 4 X-coordinate {m}
55.23, !- Vertex 4 Y-coordinate {m}
9.373, !- Vertex 4 Z-coordinate {m}
, !- Vertex 5 X-coordinate {m}
, !- Vertex 5 Y-coordinate {m}
, !- Vertex 5 Z-coordinate {m}
, !- Vertex 6 X-coordinate {m}
, !- Vertex 6 Y-coordinate {m}
, !- Vertex 6 Z-coordinate {m}
, !- Vertex 7 X-coordinate {m}
, !- Vertex 7 Y-coordinate {m}
, !- Vertex 7 Z-coordinate {m}
, !- Vertex 8 X-coordinate {m}
, !- Vertex 8 Y-coordinate {m}
, !- Vertex 8 Z-coordinate {m}
, !- Vertex 9 X-coordinate {m}
, !- Vertex 9 Y-coordinate {m}
, !- Vertex 9 Z-coordinate {m}
, !- Vertex 10 X-coordinate {m}
, !- Vertex 10 Y-coordinate {m}
, !- Vertex 10 Z-coordinate {m}
, !- Vertex 11 X-coordinate {m}
, !- Vertex 11 Y-coordinate {m}
, !- Vertex 11 Z-coordinate {m}
, !- Vertex 12 X-coordinate {m}
, !- Vertex 12 Y-coordinate {m}
, !- Vertex 12 Z-coordinate {m}
, !- Vertex 13 X-coordinate {m}
, !- Vertex 13 Y-coordinate {m}
, !- Vertex 13 Z-coordinate {m}
, !- Vertex 14 X-coordinate {m}
, !- Vertex 14 Y-coordinate {m}
, !- Vertex 14 Z-coordinate {m}
, !- Vertex 15 X-coordinate {m}
, !- Vertex 15 Y-coordinate {m}
, !- Vertex 15 Z-coordinate {m}
, !- Vertex 16 X-coordinate {m}
, !- Vertex 16 Y-coordinate {m}
, !- Vertex 16 Z-coordinate {m}
, !- Vertex 17 X-coordinate {m}
, !- Vertex 17 Y-coordinate {m}
, !- Vertex 17 Z-coordinate {m}
, !- Vertex 18 X-coordinate {m}
, !- Vertex 18 Y-coordinate {m}
, !- Vertex 18 Z-coordinate {m}
, !- Vertex 19 X-coordinate {m}
, !- Vertex 19 Y-coordinate {m}
, !- Vertex 19 Z-coordinate {m}
, !- Vertex 20 X-coordinate {m}
, !- Vertex 20 Y-coordinate {m}
; !- Vertex 20 Z-coordinate {m}
BuildingSurface:Detailed,
L2-201-Walkins_Srf_6, !- Name
Wall, !- Surface Type
Hole, !- Construction Name
L2-201-Walkins Thermal Zone, !- Zone Name
Surface, !- Outside Boundary Condition
L2-201-Storage_Srf_2, !- Outside Boundary Condition Object
NoSun, !- Sun Exposure
NoWind, !- Wind Exposure
, !- View Factor to Ground
4, !- Number of Vertices
53.31, !- Vertex 1 X-coordinate {m}
54, !- Vertex 1 Y-coordinate {m}
9.373, !- Vertex 1 Z-coordinate {m}
53.31, !- Vertex 2 X-coordinate {m}
54, !- Vertex 2 Y-coordinate {m}
5.715, !- Vertex 2 Z-coordinate {m}
65.54, !- Vertex 3 X-coordinate {m}
54, !- Vertex 3 Y-coordinate {m}
5.715, !- Vertex 3 Z-coordinate {m}
65.54, !- Vertex 4 X-coordinate {m}
54, !- Vertex 4 Y-coordinate {m}
9.373, !- Vertex 4 Z-coordinate {m}
, !- Vertex 5 X-coordinate {m}
, !- Vertex 5 Y-coordinate {m}
, !- Vertex 5 Z-coordinate {m}
, !- Vertex 6 X-coordinate {m}
, !- Vertex 6 Y-coordinate {m}
, !- Vertex 6 Z-coordinate {m}
, !- Vertex 7 X-coordinate {m}
, !- Vertex 7 Y-coordinate {m}
, !- Vertex 7 Z-coordinate {m}
, !- Vertex 8 X-coordinate {m}
, !- Vertex 8 Y-coordinate {m}
, !- Vertex 8 Z-coordinate {m}
, !- Vertex 9 X-coordinate {m}
, !- Vertex 9 Y-coordinate {m}
, !- Vertex 9 Z-coordinate {m}
, !- Vertex 10 X-coordinate {m}
, !- Vertex 10 Y-coordinate {m}
, !- Vertex 10 Z-coordinate {m}
, !- Vertex 11 X-coordinate {m}
, !- Vertex 11 Y-coordinate {m}
, !- Vertex 11 Z-coordinate {m}
, !- Vertex 12 X-coordinate {m}
, !- Vertex 12 Y-coordinate {m}
, !- Vertex 12 Z-coordinate {m}
, !- Vertex 13 X-coordinate {m}
, !- Vertex 13 Y-coordinate {m}
, !- Vertex 13 Z-coordinate {m}
, !- Vertex 14 X-coordinate {m}
, !- Vertex 14 Y-coordinate {m}
, !- Vertex 14 Z-coordinate {m}
, !- Vertex 15 X-coordinate {m}
, !- Vertex 15 Y-coordinate {m}
, !- Vertex 15 Z-coordinate {m}
, !- Vertex 16 X-coordinate {m}
, !- Vertex 16 Y-coordinate {m}
, !- Vertex 16 Z-coordinate {m}
, !- Vertex 17 X-coordinate {m}
, !- Vertex 17 Y-coordinate {m}
, !- Vertex 17 Z-coordinate {m}
, !- Vertex 18 X-coordinate {m}
, !- Vertex 18 Y-coordinate {m}
, !- Vertex 18 Z-coordinate {m}
, !- Vertex 19 X-coordinate {m}
, !- Vertex 19 Y-coordinate {m}
, !- Vertex 19 Z-coordinate {m}
, !- Vertex 20 X-coordinate {m}
, !- Vertex 20 Y-coordinate {m}
; !- Vertex 20 Z-coordinate {m}
BuildingSurface:Detailed,
L2-201-Walkins_Srf_7, !- Name
Wall, !- Surface Type
Hole, !- Construction Name
L2-201-Walkins Thermal Zone, !- Zone Name
Surface, !- Outside Boundary Condition
L2-201-Storage_Srf_1, !- Outside Boundary Condition Object
NoSun, !- Sun Exposure
NoWind, !- Wind Exposure
, !- View Factor to Ground
4, !- Number of Vertices
53.31, !- Vertex 1 X-coordinate {m}
59.131, !- Vertex 1 Y-coordinate {m}
9.373, !- Vertex 1 Z-coordinate {m}
53.31, !- Vertex 2 X-coordinate {m}
59.131, !- Vertex 2 Y-coordinate {m}
5.715, !- Vertex 2 Z-coordinate {m}
53.31, !- Vertex 3 X-coordinate {m}
54, !- Vertex 3 Y-coordinate {m}
5.715, !- Vertex 3 Z-coordinate {m}
53.31, !- Vertex 4 X-coordinate {m}
54, !- Vertex 4 Y-coordinate {m}
9.373, !- Vertex 4 Z-coordinate {m}
, !- Vertex 5 X-coordinate {m}
, !- Vertex 5 Y-coordinate {m}
, !- Vertex 5 Z-coordinate {m}
, !- Vertex 6 X-coordinate {m}
, !- Vertex 6 Y-coordinate {m}
, !- Vertex 6 Z-coordinate {m}
, !- Vertex 7 X-coordinate {m}
, !- Vertex 7 Y-coordinate {m}
, !- Vertex 7 Z-coordinate {m}
, !- Vertex 8 X-coordinate {m}
, !- Vertex 8 Y-coordinate {m}
, !- Vertex 8 Z-coordinate {m}
, !- Vertex 9 X-coordinate {m}
, !- Vertex 9 Y-coordinate {m}
, !- Vertex 9 Z-coordinate {m}
, !- Vertex 10 X-coordinate {m}
, !- Vertex 10 Y-coordinate {m}
, !- Vertex 10 Z-coordinate {m}
, !- Vertex 11 X-coordinate {m}
, !- Vertex 11 Y-coordinate {m}
, !- Vertex 11 Z-coordinate {m}
, !- Vertex 12 X-coordinate {m}
, !- Vertex 12 Y-coordinate {m}
, !- Vertex 12 Z-coordinate {m}
, !- Vertex 13 X-coordinate {m}
, !- Vertex 13 Y-coordinate {m}
, !- Vertex 13 Z-coordinate {m}
, !- Vertex 14 X-coordinate {m}
, !- Vertex 14 Y-coordinate {m}
, !- Vertex 14 Z-coordinate {m}
, !- Vertex 15 X-coordinate {m}
, !- Vertex 15 Y-coordinate {m}
, !- Vertex 15 Z-coordinate {m}
, !- Vertex 16 X-coordinate {m}
, !- Vertex 16 Y-coordinate {m}
, !- Vertex 16 Z-coordinate {m}
, !- Vertex 17 X-coordinate {m}
, !- Vertex 17 Y-coordinate {m}
, !- Vertex 17 Z-coordinate {m}
, !- Vertex 18 X-coordinate {m}
, !- Vertex 18 Y-coordinate {m}
, !- Vertex 18 Z-coordinate {m}
, !- Vertex 19 X-coordinate {m}
, !- Vertex 19 Y-coordinate {m}
, !- Vertex 19 Z-coordinate {m}
, !- Vertex 20 X-coordinate {m}
, !- Vertex 20 Y-coordinate {m}
; !- Vertex 20 Z-coordinate {m}
BuildingSurface:Detailed,
L2-201-Walkins_Srf_8, !- Name
Roof, !- Surface Type
Roof_BOH, !- Construction Name
L2-201-Walkins Thermal Zone, !- Zone Name
Outdoors, !- Outside Boundary Condition
, !- Outside Boundary Condition Object
SunExposed, !- Sun Exposure
WindExposed, !- Wind Exposure
, !- View Factor to Ground
7, !- Number of Vertices
53.31, !- Vertex 1 X-coordinate {m}
59.131, !- Vertex 1 Y-coordinate {m}
9.373, !- Vertex 1 Z-coordinate {m}
53.31, !- Vertex 2 X-coordinate {m}
54, !- Vertex 2 Y-coordinate {m}
9.373, !- Vertex 2 Z-coordinate {m}
65.54, !- Vertex 3 X-coordinate {m}
54, !- Vertex 3 Y-coordinate {m}
9.373, !- Vertex 3 Z-coordinate {m}
65.54, !- Vertex 4 X-coordinate {m}
55.23, !- Vertex 4 Y-coordinate {m}
9.373, !- Vertex 4 Z-coordinate {m}
67.246, !- Vertex 5 X-coordinate {m}
56.987, !- Vertex 5 Y-coordinate {m}
9.373, !- Vertex 5 Z-coordinate {m}
63.315, !- Vertex 6 X-coordinate {m}
60.803, !- Vertex 6 Y-coordinate {m}
9.373, !- Vertex 6 Z-coordinate {m}
61.692, !- Vertex 7 X-coordinate {m}
59.131, !- Vertex 7 Y-coordinate {m}
9.373, !- Vertex 7 Z-coordinate {m}
, !- Vertex 8 X-coordinate {m}
, !- Vertex 8 Y-coordinate {m}
, !- Vertex 8 Z-coordinate {m}
, !- Vertex 9 X-coordinate {m}
, !- Vertex 9 Y-coordinate {m}
, !- Vertex 9 Z-coordinate {m}
, !- Vertex 10 X-coordinate {m}
, !- Vertex 10 Y-coordinate {m}
, !- Vertex 10 Z-coordinate {m}
, !- Vertex 11 X-coordinate {m}
, !- Vertex 11 Y-coordinate {m}
, !- Vertex 11 Z-coordinate {m}
, !- Vertex 12 X-coordinate {m}
, !- Vertex 12 Y-coordinate {m}
, !- Vertex 12 Z-coordinate {m}
, !- Vertex 13 X-coordinate {m}
, !- Vertex 13 Y-coordinate {m}
, !- Vertex 13 Z-coordinate {m}
, !- Vertex 14 X-coordinate {m}
, !- Vertex 14 Y-coordinate {m}
, !- Vertex 14 Z-coordinate {m}
, !- Vertex 15 X-coordinate {m}
, !- Vertex 15 Y-coordinate {m}
, !- Vertex 15 Z-coordinate {m}
, !- Vertex 16 X-coordinate {m}
, !- Vertex 16 Y-coordinate {m}
, !- Vertex 16 Z-coordinate {m}
, !- Vertex 17 X-coordinate {m}
, !- Vertex 17 Y-coordinate {m}
, !- Vertex 17 Z-coordinate {m}
, !- Vertex 18 X-coordinate {m}
, !- Vertex 18 Y-coordinate {m}
, !- Vertex 18 Z-coordinate {m}
, !- Vertex 19 X-coordinate {m}
, !- Vertex 19 Y-coordinate {m}
, !- Vertex 19 Z-coordinate {m}
, !- Vertex 20 X-coordinate {m}
, !- Vertex 20 Y-coordinate {m}
; !- Vertex 20 Z-coordinate {m}
BuildingSurface:Detailed,
L2-205-RefrigerationEquipmentRoomLower_Srf_0, !- Name
Floor, !- Surface Type
Hole, !- Construction Name
L2-205-RefrigerationEquipmentRoomLower Thermal Zone, !- Zone Name
outdoors, !- Outside Boundary Condition
, !- Outside Boundary Condition Object
SunExposed, !- Sun Exposure
WindExposed, !- Wind Exposure
, !- View Factor to Ground
6, !- Number of Vertices
71.801, !- Vertex 1 X-coordinate {m}
55.899, !- Vertex 1 Y-coordinate {m}
5.715, !- Vertex 1 Z-coordinate {m}
71.801, !- Vertex 2 X-coordinate {m}
50.963, !- Vertex 2 Y-coordinate {m}
5.715, !- Vertex 2 Z-coordinate {m}
65.54, !- Vertex 3 X-coordinate {m}
50.963, !- Vertex 3 Y-coordinate {m}
5.715, !- Vertex 3 Z-coordinate {m}
65.54, !- Vertex 4 X-coordinate {m}
55.23, !- Vertex 4 Y-coordinate {m}
5.715, !- Vertex 4 Z-coordinate {m}
67.246, !- Vertex 5 X-coordinate {m}
56.987, !- Vertex 5 Y-coordinate {m}
5.715, !- Vertex 5 Z-coordinate {m}
68.367, !- Vertex 6 X-coordinate {m}
55.899, !- Vertex 6 Y-coordinate {m}
5.715, !- Vertex 6 Z-coordinate {m}
, !- Vertex 7 X-coordinate {m}
, !- Vertex 7 Y-coordinate {m}
, !- Vertex 7 Z-coordinate {m}
, !- Vertex 8 X-coordinate {m}
, !- Vertex 8 Y-coordinate {m}
, !- Vertex 8 Z-coordinate {m}
, !- Vertex 9 X-coordinate {m}
, !- Vertex 9 Y-coordinate {m}
, !- Vertex 9 Z-coordinate {m}
, !- Vertex 10 X-coordinate {m}
, !- Vertex 10 Y-coordinate {m}
, !- Vertex 10 Z-coordinate {m}
, !- Vertex 11 X-coordinate {m}
, !- Vertex 11 Y-coordinate {m}
, !- Vertex 11 Z-coordinate {m}
, !- Vertex 12 X-coordinate {m}
, !- Vertex 12 Y-coordinate {m}
, !- Vertex 12 Z-coordinate {m}
, !- Vertex 13 X-coordinate {m}
, !- Vertex 13 Y-coordinate {m}
, !- Vertex 13 Z-coordinate {m}
, !- Vertex 14 X-coordinate {m}
, !- Vertex 14 Y-coordinate {m}
, !- Vertex 14 Z-coordinate {m}
, !- Vertex 15 X-coordinate {m}
, !- Vertex 15 Y-coordinate {m}
, !- Vertex 15 Z-coordinate {m}
, !- Vertex 16 X-coordinate {m}
, !- Vertex 16 Y-coordinate {m}
, !- Vertex 16 Z-coordinate {m}
, !- Vertex 17 X-coordinate {m}
, !- Vertex 17 Y-coordinate {m}
, !- Vertex 17 Z-coordinate {m}
, !- Vertex 18 X-coordinate {m}
, !- Vertex 18 Y-coordinate {m}
, !- Vertex 18 Z-coordinate {m}
, !- Vertex 19 X-coordinate {m}
, !- Vertex 19 Y-coordinate {m}
, !- Vertex 19 Z-coordinate {m}
, !- Vertex 20 X-coordinate {m}
, !- Vertex 20 Y-coordinate {m}
; !- Vertex 20 Z-coordinate {m}
BuildingSurface:Detailed,
L2-205-RefrigerationEquipmentRoomLower_Srf_1, !- Name
Wall, !- Surface Type
Hole, !- Construction Name
L2-205-RefrigerationEquipmentRoomLower Thermal Zone, !- Zone Name
Surface, !- Outside Boundary Condition
L2-205-RefrigerationEquipmentRoomUpper_Srf_3, !- Outside Boundary Condition Object
NoSun, !- Sun Exposure
NoWind, !- Wind Exposure
, !- View Factor to Ground
4, !- Number of Vertices
71.801, !- Vertex 1 X-coordinate {m}
50.963, !- Vertex 1 Y-coordinate {m}
9.373, !- Vertex 1 Z-coordinate {m}
71.801, !- Vertex 2 X-coordinate {m}
50.963, !- Vertex 2 Y-coordinate {m}
5.715, !- Vertex 2 Z-coordinate {m}
71.801, !- Vertex 3 X-coordinate {m}
55.899, !- Vertex 3 Y-coordinate {m}
5.715, !- Vertex 3 Z-coordinate {m}
71.801, !- Vertex 4 X-coordinate {m}
55.899, !- Vertex 4 Y-coordinate {m}
9.373, !- Vertex 4 Z-coordinate {m}
, !- Vertex 5 X-coordinate {m}
, !- Vertex 5 Y-coordinate {m}
, !- Vertex 5 Z-coordinate {m}
, !- Vertex 6 X-coordinate {m}
, !- Vertex 6 Y-coordinate {m}
, !- Vertex 6 Z-coordinate {m}
, !- Vertex 7 X-coordinate {m}
, !- Vertex 7 Y-coordinate {m}
, !- Vertex 7 Z-coordinate {m}
, !- Vertex 8 X-coordinate {m}
, !- Vertex 8 Y-coordinate {m}
, !- Vertex 8 Z-coordinate {m}
, !- Vertex 9 X-coordinate {m}
, !- Vertex 9 Y-coordinate {m}
, !- Vertex 9 Z-coordinate {m}
, !- Vertex 10 X-coordinate {m}
, !- Vertex 10 Y-coordinate {m}
, !- Vertex 10 Z-coordinate {m}
, !- Vertex 11 X-coordinate {m}
, !- Vertex 11 Y-coordinate {m}
, !- Vertex 11 Z-coordinate {m}
, !- Vertex 12 X-coordinate {m}
, !- Vertex 12 Y-coordinate {m}
, !- Vertex 12 Z-coordinate {m}
, !- Vertex 13 X-coordinate {m}
, !- Vertex 13 Y-coordinate {m}
, !- Vertex 13 Z-coordinate {m}
, !- Vertex 14 X-coordinate {m}
, !- Vertex 14 Y-coordinate {m}
, !- Vertex 14 Z-coordinate {m}
, !- Vertex 15 X-coordinate {m}
, !- Vertex 15 Y-coordinate {m}
, !- Vertex 15 Z-coordinate {m}
, !- Vertex 16 X-coordinate {m}
, !- Vertex 16 Y-coordinate {m}
, !- Vertex 16 Z-coordinate {m}
, !- Vertex 17 X-coordinate {m}
, !- Vertex 17 Y-coordinate {m}
, !- Vertex 17 Z-coordinate {m}
, !- Vertex 18 X-coordinate {m}
, !- Vertex 18 Y-coordinate {m}
, !- Vertex 18 Z-coordinate {m}
, !- Vertex 19 X-coordinate {m}
, !- Vertex 19 Y-coordinate {m}
, !- Vertex 19 Z-coordinate {m}
, !- Vertex 20 X-coordinate {m}
, !- Vertex 20 Y-coordinate {m}
; !- Vertex 20 Z-coordinate {m}
BuildingSurface:Detailed,
L2-205-RefrigerationEquipmentRoomLower_Srf_2, !- Name
Wall, !- Surface Type
Wall_Exterior, !- Construction Name
L2-205-RefrigerationEquipmentRoomLower Thermal Zone, !- Zone Name
Outdoors, !- Outside Boundary Condition
, !- Outside Boundary Condition Object
SunExposed, !- Sun Exposure
WindExposed, !- Wind Exposure
, !- View Factor to Ground
4, !- Number of Vertices
65.54, !- Vertex 1 X-coordinate {m}
50.963, !- Vertex 1 Y-coordinate {m}
9.373, !- Vertex 1 Z-coordinate {m}
65.54, !- Vertex 2 X-coordinate {m}
50.963, !- Vertex 2 Y-coordinate {m}
5.715, !- Vertex 2 Z-coordinate {m}
71.801, !- Vertex 3 X-coordinate {m}
50.963, !- Vertex 3 Y-coordinate {m}
5.715, !- Vertex 3 Z-coordinate {m}
71.801, !- Vertex 4 X-coordinate {m}
50.963, !- Vertex 4 Y-coordinate {m}
9.373, !- Vertex 4 Z-coordinate {m}
, !- Vertex 5 X-coordinate {m}
, !- Vertex 5 Y-coordinate {m}
, !- Vertex 5 Z-coordinate {m}
, !- Vertex 6 X-coordinate {m}
, !- Vertex 6 Y-coordinate {m}
, !- Vertex 6 Z-coordinate {m}
, !- Vertex 7 X-coordinate {m}
, !- Vertex 7 Y-coordinate {m}
, !- Vertex 7 Z-coordinate {m}
, !- Vertex 8 X-coordinate {m}
, !- Vertex 8 Y-coordinate {m}
, !- Vertex 8 Z-coordinate {m}
, !- Vertex 9 X-coordinate {m}
, !- Vertex 9 Y-coordinate {m}
, !- Vertex 9 Z-coordinate {m}
, !- Vertex 10 X-coordinate {m}
, !- Vertex 10 Y-coordinate {m}
, !- Vertex 10 Z-coordinate {m}
, !- Vertex 11 X-coordinate {m}
, !- Vertex 11 Y-coordinate {m}
, !- Vertex 11 Z-coordinate {m}
, !- Vertex 12 X-coordinate {m}
, !- Vertex 12 Y-coordinate {m}
, !- Vertex 12 Z-coordinate {m}
, !- Vertex 13 X-coordinate {m}
, !- Vertex 13 Y-coordinate {m}
, !- Vertex 13 Z-coordinate {m}
, !- Vertex 14 X-coordinate {m}
, !- Vertex 14 Y-coordinate {m}
, !- Vertex 14 Z-coordinate {m}
, !- Vertex 15 X-coordinate {m}
, !- Vertex 15 Y-coordinate {m}
, !- Vertex 15 Z-coordinate {m}
, !- Vertex 16 X-coordinate {m}
, !- Vertex 16 Y-coordinate {m}
, !- Vertex 16 Z-coordinate {m}
, !- Vertex 17 X-coordinate {m}
, !- Vertex 17 Y-coordinate {m}
, !- Vertex 17 Z-coordinate {m}
, !- Vertex 18 X-coordinate {m}
, !- Vertex 18 Y-coordinate {m}
, !- Vertex 18 Z-coordinate {m}
, !- Vertex 19 X-coordinate {m}
, !- Vertex 19 Y-coordinate {m}
, !- Vertex 19 Z-coordinate {m}
, !- Vertex 20 X-coordinate {m}
, !- Vertex 20 Y-coordinate {m}
; !- Vertex 20 Z-coordinate {m}
BuildingSurface:Detailed,
L2-205-RefrigerationEquipmentRoomLower_Srf_3, !- Name
Wall, !- Surface Type
Wall_Exterior, !- Construction Name
L2-205-RefrigerationEquipmentRoomLower Thermal Zone, !- Zone Name
Outdoors, !- Outside Boundary Condition
, !- Outside Boundary Condition Object
SunExposed, !- Sun Exposure
WindExposed, !- Wind Exposure
, !- View Factor to Ground
4, !- Number of Vertices
65.54, !- Vertex 1 X-coordinate {m}
55.23, !- Vertex 1 Y-coordinate {m}
9.373, !- Vertex 1 Z-coordinate {m}
65.54, !- Vertex 2 X-coordinate {m}
55.23, !- Vertex 2 Y-coordinate {m}
5.715, !- Vertex 2 Z-coordinate {m}
65.54, !- Vertex 3 X-coordinate {m}
50.963, !- Vertex 3 Y-coordinate {m}
5.715, !- Vertex 3 Z-coordinate {m}
65.54, !- Vertex 4 X-coordinate {m}
50.963, !- Vertex 4 Y-coordinate {m}
9.373, !- Vertex 4 Z-coordinate {m}
, !- Vertex 5 X-coordinate {m}
, !- Vertex 5 Y-coordinate {m}
, !- Vertex 5 Z-coordinate {m}
, !- Vertex 6 X-coordinate {m}
, !- Vertex 6 Y-coordinate {m}
, !- Vertex 6 Z-coordinate {m}
, !- Vertex 7 X-coordinate {m}
, !- Vertex 7 Y-coordinate {m}
, !- Vertex 7 Z-coordinate {m}
, !- Vertex 8 X-coordinate {m}
, !- Vertex 8 Y-coordinate {m}
, !- Vertex 8 Z-coordinate {m}
, !- Vertex 9 X-coordinate {m}
, !- Vertex 9 Y-coordinate {m}
, !- Vertex 9 Z-coordinate {m}
, !- Vertex 10 X-coordinate {m}
, !- Vertex 10 Y-coordinate {m}
, !- Vertex 10 Z-coordinate {m}
, !- Vertex 11 X-coordinate {m}
, !- Vertex 11 Y-coordinate {m}
, !- Vertex 11 Z-coordinate {m}
, !- Vertex 12 X-coordinate {m}
, !- Vertex 12 Y-coordinate {m}
, !- Vertex 12 Z-coordinate {m}
, !- Vertex 13 X-coordinate {m}
, !- Vertex 13 Y-coordinate {m}
, !- Vertex 13 Z-coordinate {m}
, !- Vertex 14 X-coordinate {m}
, !- Vertex 14 Y-coordinate {m}
, !- Vertex 14 Z-coordinate {m}
, !- Vertex 15 X-coordinate {m}
, !- Vertex 15 Y-coordinate {m}
, !- Vertex 15 Z-coordinate {m}
, !- Vertex 16 X-coordinate {m}
, !- Vertex 16 Y-coordinate {m}
, !- Vertex 16 Z-coordinate {m}
, !- Vertex 17 X-coordinate {m}
, !- Vertex 17 Y-coordinate {m}
, !- Vertex 17 Z-coordinate {m}
, !- Vertex 18 X-coordinate {m}
, !- Vertex 18 Y-coordinate {m}
, !- Vertex 18 Z-coordinate {m}
, !- Vertex 19 X-coordinate {m}
, !- Vertex 19 Y-coordinate {m}
, !- Vertex 19 Z-coordinate {m}
, !- Vertex 20 X-coordinate {m}
, !- Vertex 20 Y-coordinate {m}
; !- Vertex 20 Z-coordinate {m}
BuildingSurface:Detailed,
L2-205-RefrigerationEquipmentRoomLower_Srf_4, !- Name
Wall, !- Surface Type
Hole, !- Construction Name
L2-205-RefrigerationEquipmentRoomLower Thermal Zone, !- Zone Name
Surface, !- Outside Boundary Condition
L2-201-Walkins_Srf_4, !- Outside Boundary Condition Object
NoSun, !- Sun Exposure
NoWind, !- Wind Exposure
, !- View Factor to Ground
4, !- Number of Vertices
67.246, !- Vertex 1 X-coordinate {m}
56.987, !- Vertex 1 Y-coordinate {m}
9.373, !- Vertex 1 Z-coordinate {m}
67.246, !- Vertex 2 X-coordinate {m}
56.987, !- Vertex 2 Y-coordinate {m}
5.715, !- Vertex 2 Z-coordinate {m}
65.54, !- Vertex 3 X-coordinate {m}
55.23, !- Vertex 3 Y-coordinate {m}
5.715, !- Vertex 3 Z-coordinate {m}
65.54, !- Vertex 4 X-coordinate {m}
55.23, !- Vertex 4 Y-coordinate {m}
9.373, !- Vertex 4 Z-coordinate {m}
, !- Vertex 5 X-coordinate {m}
, !- Vertex 5 Y-coordinate {m}
, !- Vertex 5 Z-coordinate {m}
, !- Vertex 6 X-coordinate {m}
, !- Vertex 6 Y-coordinate {m}
, !- Vertex 6 Z-coordinate {m}
, !- Vertex 7 X-coordinate {m}
, !- Vertex 7 Y-coordinate {m}
, !- Vertex 7 Z-coordinate {m}
, !- Vertex 8 X-coordinate {m}
, !- Vertex 8 Y-coordinate {m}
, !- Vertex 8 Z-coordinate {m}
, !- Vertex 9 X-coordinate {m}
, !- Vertex 9 Y-coordinate {m}
, !- Vertex 9 Z-coordinate {m}
, !- Vertex 10 X-coordinate {m}
, !- Vertex 10 Y-coordinate {m}
, !- Vertex 10 Z-coordinate {m}
, !- Vertex 11 X-coordinate {m}
, !- Vertex 11 Y-coordinate {m}
, !- Vertex 11 Z-coordinate {m}
, !- Vertex 12 X-coordinate {m}
, !- Vertex 12 Y-coordinate {m}
, !- Vertex 12 Z-coordinate {m}
, !- Vertex 13 X-coordinate {m}
, !- Vertex 13 Y-coordinate {m}
, !- Vertex 13 Z-coordinate {m}
, !- Vertex 14 X-coordinate {m}
, !- Vertex 14 Y-coordinate {m}
, !- Vertex 14 Z-coordinate {m}
, !- Vertex 15 X-coordinate {m}
, !- Vertex 15 Y-coordinate {m}
, !- Vertex 15 Z-coordinate {m}
, !- Vertex 16 X-coordinate {m}
, !- Vertex 16 Y-coordinate {m}
, !- Vertex 16 Z-coordinate {m}
, !- Vertex 17 X-coordinate {m}
, !- Vertex 17 Y-coordinate {m}
, !- Vertex 17 Z-coordinate {m}
, !- Vertex 18 X-coordinate {m}
, !- Vertex 18 Y-coordinate {m}
, !- Vertex 18 Z-coordinate {m}
, !- Vertex 19 X-coordinate {m}
, !- Vertex 19 Y-coordinate {m}
, !- Vertex 19 Z-coordinate {m}
, !- Vertex 20 X-coordinate {m}
, !- Vertex 20 Y-coordinate {m}
; !- Vertex 20 Z-coordinate {m}
BuildingSurface:Detailed,
L2-205-RefrigerationEquipmentRoomLower_Srf_5, !- Name
Wall, !- Surface Type
Wall_Exterior, !- Construction Name
L2-205-RefrigerationEquipmentRoomLower Thermal Zone, !- Zone Name
Outdoors, !- Outside Boundary Condition
, !- Outside Boundary Condition Object
SunExposed, !- Sun Exposure
WindExposed, !- Wind Exposure
, !- View Factor to Ground
4, !- Number of Vertices
68.367, !- Vertex 1 X-coordinate {m}
55.899, !- Vertex 1 Y-coordinate {m}
9.373, !- Vertex 1 Z-coordinate {m}
68.367, !- Vertex 2 X-coordinate {m}
55.899, !- Vertex 2 Y-coordinate {m}
5.715, !- Vertex 2 Z-coordinate {m}
67.246, !- Vertex 3 X-coordinate {m}
56.987, !- Vertex 3 Y-coordinate {m}
5.715, !- Vertex 3 Z-coordinate {m}
67.246, !- Vertex 4 X-coordinate {m}
56.987, !- Vertex 4 Y-coordinate {m}
9.373, !- Vertex 4 Z-coordinate {m}
, !- Vertex 5 X-coordinate {m}
, !- Vertex 5 Y-coordinate {m}
, !- Vertex 5 Z-coordinate {m}
, !- Vertex 6 X-coordinate {m}
, !- Vertex 6 Y-coordinate {m}
, !- Vertex 6 Z-coordinate {m}
, !- Vertex 7 X-coordinate {m}
, !- Vertex 7 Y-coordinate {m}
, !- Vertex 7 Z-coordinate {m}
, !- Vertex 8 X-coordinate {m}
, !- Vertex 8 Y-coordinate {m}
, !- Vertex 8 Z-coordinate {m}
, !- Vertex 9 X-coordinate {m}
, !- Vertex 9 Y-coordinate {m}
, !- Vertex 9 Z-coordinate {m}
, !- Vertex 10 X-coordinate {m}
, !- Vertex 10 Y-coordinate {m}
, !- Vertex 10 Z-coordinate {m}
, !- Vertex 11 X-coordinate {m}
, !- Vertex 11 Y-coordinate {m}
, !- Vertex 11 Z-coordinate {m}
, !- Vertex 12 X-coordinate {m}
, !- Vertex 12 Y-coordinate {m}
, !- Vertex 12 Z-coordinate {m}
, !- Vertex 13 X-coordinate {m}
, !- Vertex 13 Y-coordinate {m}
, !- Vertex 13 Z-coordinate {m}
, !- Vertex 14 X-coordinate {m}
, !- Vertex 14 Y-coordinate {m}
, !- Vertex 14 Z-coordinate {m}
, !- Vertex 15 X-coordinate {m}
, !- Vertex 15 Y-coordinate {m}
, !- Vertex 15 Z-coordinate {m}
, !- Vertex 16 X-coordinate {m}
, !- Vertex 16 Y-coordinate {m}
, !- Vertex 16 Z-coordinate {m}
, !- Vertex 17 X-coordinate {m}
, !- Vertex 17 Y-coordinate {m}
, !- Vertex 17 Z-coordinate {m}
, !- Vertex 18 X-coordinate {m}
, !- Vertex 18 Y-coordinate {m}
, !- Vertex 18 Z-coordinate {m}
, !- Vertex 19 X-coordinate {m}
, !- Vertex 19 Y-coordinate {m}
, !- Vertex 19 Z-coordinate {m}
, !- Vertex 20 X-coordinate {m}
, !- Vertex 20 Y-coordinate {m}
; !- Vertex 20 Z-coordinate {m}
BuildingSurface:Detailed,
L2-205-RefrigerationEquipmentRoomLower_Srf_6, !- Name
Wall, !- Surface Type
Wall_Exterior, !- Construction Name
L2-205-RefrigerationEquipmentRoomLower Thermal Zone, !- Zone Name
Outdoors, !- Outside Boundary Condition
, !- Outside Boundary Condition Object
SunExposed, !- Sun Exposure
WindExposed, !- Wind Exposure
, !- View Factor to Ground
4, !- Number of Vertices
71.801, !- Vertex 1 X-coordinate {m}
55.899, !- Vertex 1 Y-coordinate {m}
9.373, !- Vertex 1 Z-coordinate {m}
71.801, !- Vertex 2 X-coordinate {m}
55.899, !- Vertex 2 Y-coordinate {m}
5.715, !- Vertex 2 Z-coordinate {m}
68.367, !- Vertex 3 X-coordinate {m}
55.899, !- Vertex 3 Y-coordinate {m}
5.715, !- Vertex 3 Z-coordinate {m}
68.367, !- Vertex 4 X-coordinate {m}
55.899, !- Vertex 4 Y-coordinate {m}
9.373, !- Vertex 4 Z-coordinate {m}
, !- Vertex 5 X-coordinate {m}
, !- Vertex 5 Y-coordinate {m}
, !- Vertex 5 Z-coordinate {m}
, !- Vertex 6 X-coordinate {m}
, !- Vertex 6 Y-coordinate {m}
, !- Vertex 6 Z-coordinate {m}
, !- Vertex 7 X-coordinate {m}
, !- Vertex 7 Y-coordinate {m}
, !- Vertex 7 Z-coordinate {m}
, !- Vertex 8 X-coordinate {m}
, !- Vertex 8 Y-coordinate {m}
, !- Vertex 8 Z-coordinate {m}
, !- Vertex 9 X-coordinate {m}
, !- Vertex 9 Y-coordinate {m}
, !- Vertex 9 Z-coordinate {m}
, !- Vertex 10 X-coordinate {m}
, !- Vertex 10 Y-coordinate {m}
, !- Vertex 10 Z-coordinate {m}
, !- Vertex 11 X-coordinate {m}
, !- Vertex 11 Y-coordinate {m}
, !- Vertex 11 Z-coordinate {m}
, !- Vertex 12 X-coordinate {m}
, !- Vertex 12 Y-coordinate {m}
, !- Vertex 12 Z-coordinate {m}
, !- Vertex 13 X-coordinate {m}
, !- Vertex 13 Y-coordinate {m}
, !- Vertex 13 Z-coordinate {m}
, !- Vertex 14 X-coordinate {m}
, !- Vertex 14 Y-coordinate {m}
, !- Vertex 14 Z-coordinate {m}
, !- Vertex 15 X-coordinate {m}
, !- Vertex 15 Y-coordinate {m}
, !- Vertex 15 Z-coordinate {m}
, !- Vertex 16 X-coordinate {m}
, !- Vertex 16 Y-coordinate {m}
, !- Vertex 16 Z-coordinate {m}
, !- Vertex 17 X-coordinate {m}
, !- Vertex 17 Y-coordinate {m}
, !- Vertex 17 Z-coordinate {m}
, !- Vertex 18 X-coordinate {m}
, !- Vertex 18 Y-coordinate {m}
, !- Vertex 18 Z-coordinate {m}
, !- Vertex 19 X-coordinate {m}
, !- Vertex 19 Y-coordinate {m}
, !- Vertex 19 Z-coordinate {m}
, !- Vertex 20 X-coordinate {m}
, !- Vertex 20 Y-coordinate {m}
; !- Vertex 20 Z-coordinate {m}
BuildingSurface:Detailed,
L2-205-RefrigerationEquipmentRoomLower_Srf_7, !- Name
Roof, !- Surface Type
Roof_BOH, !- Construction Name
L2-205-RefrigerationEquipmentRoomLower Thermal Zone, !- Zone Name
Outdoors, !- Outside Boundary Condition
, !- Outside Boundary Condition Object
SunExposed, !- Sun Exposure
WindExposed, !- Wind Exposure
, !- View Factor to Ground
6, !- Number of Vertices
67.246, !- Vertex 1 X-coordinate {m}
56.987, !- Vertex 1 Y-coordinate {m}
9.373, !- Vertex 1 Z-coordinate {m}
65.54, !- Vertex 2 X-coordinate {m}
55.23, !- Vertex 2 Y-coordinate {m}
9.373, !- Vertex 2 Z-coordinate {m}
65.54, !- Vertex 3 X-coordinate {m}
50.963, !- Vertex 3 Y-coordinate {m}
9.373, !- Vertex 3 Z-coordinate {m}
71.801, !- Vertex 4 X-coordinate {m}
50.963, !- Vertex 4 Y-coordinate {m}
9.373, !- Vertex 4 Z-coordinate {m}
71.801, !- Vertex 5 X-coordinate {m}
55.899, !- Vertex 5 Y-coordinate {m}
9.373, !- Vertex 5 Z-coordinate {m}
68.367, !- Vertex 6 X-coordinate {m}
55.899, !- Vertex 6 Y-coordinate {m}
9.373, !- Vertex 6 Z-coordinate {m}
, !- Vertex 7 X-coordinate {m}
, !- Vertex 7 Y-coordinate {m}
, !- Vertex 7 Z-coordinate {m}
, !- Vertex 8 X-coordinate {m}
, !- Vertex 8 Y-coordinate {m}
, !- Vertex 8 Z-coordinate {m}
, !- Vertex 9 X-coordinate {m}
, !- Vertex 9 Y-coordinate {m}
, !- Vertex 9 Z-coordinate {m}
, !- Vertex 10 X-coordinate {m}
, !- Vertex 10 Y-coordinate {m}
, !- Vertex 10 Z-coordinate {m}
, !- Vertex 11 X-coordinate {m}
, !- Vertex 11 Y-coordinate {m}
, !- Vertex 11 Z-coordinate {m}
, !- Vertex 12 X-coordinate {m}
, !- Vertex 12 Y-coordinate {m}
, !- Vertex 12 Z-coordinate {m}
, !- Vertex 13 X-coordinate {m}
, !- Vertex 13 Y-coordinate {m}
, !- Vertex 13 Z-coordinate {m}
, !- Vertex 14 X-coordinate {m}
, !- Vertex 14 Y-coordinate {m}
, !- Vertex 14 Z-coordinate {m}
, !- Vertex 15 X-coordinate {m}
, !- Vertex 15 Y-coordinate {m}
, !- Vertex 15 Z-coordinate {m}
, !- Vertex 16 X-coordinate {m}
, !- Vertex 16 Y-coordinate {m}
, !- Vertex 16 Z-coordinate {m}
, !- Vertex 17 X-coordinate {m}
, !- Vertex 17 Y-coordinate {m}
, !- Vertex 17 Z-coordinate {m}
, !- Vertex 18 X-coordinate {m}
, !- Vertex 18 Y-coordinate {m}
, !- Vertex 18 Z-coordinate {m}
, !- Vertex 19 X-coordinate {m}
, !- Vertex 19 Y-coordinate {m}
, !- Vertex 19 Z-coordinate {m}
, !- Vertex 20 X-coordinate {m}
, !- Vertex 20 Y-coordinate {m}
; !- Vertex 20 Z-coordinate {m}
BuildingSurface:Detailed,
L2-205-RefrigerationEquipmentRoomUpper_Srf_0, !- Name
Floor, !- Surface Type
Hole, !- Construction Name
L2-205-RefrigerationEquipmentRoomUpper Thermal Zone, !- Zone Name
outdoors, !- Outside Boundary Condition
, !- Outside Boundary Condition Object
SunExposed, !- Sun Exposure
WindExposed, !- Wind Exposure
, !- View Factor to Ground
4, !- Number of Vertices
79.675, !- Vertex 1 X-coordinate {m}
55.899, !- Vertex 1 Y-coordinate {m}
5.715, !- Vertex 1 Z-coordinate {m}
79.675, !- Vertex 2 X-coordinate {m}
50.963, !- Vertex 2 Y-coordinate {m}
5.715, !- Vertex 2 Z-coordinate {m}
71.801, !- Vertex 3 X-coordinate {m}
50.963, !- Vertex 3 Y-coordinate {m}
5.715, !- Vertex 3 Z-coordinate {m}
71.801, !- Vertex 4 X-coordinate {m}
55.899, !- Vertex 4 Y-coordinate {m}
5.715, !- Vertex 4 Z-coordinate {m}
, !- Vertex 5 X-coordinate {m}
, !- Vertex 5 Y-coordinate {m}
, !- Vertex 5 Z-coordinate {m}
, !- Vertex 6 X-coordinate {m}
, !- Vertex 6 Y-coordinate {m}
, !- Vertex 6 Z-coordinate {m}
, !- Vertex 7 X-coordinate {m}
, !- Vertex 7 Y-coordinate {m}
, !- Vertex 7 Z-coordinate {m}
, !- Vertex 8 X-coordinate {m}
, !- Vertex 8 Y-coordinate {m}
, !- Vertex 8 Z-coordinate {m}
, !- Vertex 9 X-coordinate {m}
, !- Vertex 9 Y-coordinate {m}
, !- Vertex 9 Z-coordinate {m}
, !- Vertex 10 X-coordinate {m}
, !- Vertex 10 Y-coordinate {m}
, !- Vertex 10 Z-coordinate {m}
, !- Vertex 11 X-coordinate {m}
, !- Vertex 11 Y-coordinate {m}
, !- Vertex 11 Z-coordinate {m}
, !- Vertex 12 X-coordinate {m}
, !- Vertex 12 Y-coordinate {m}
, !- Vertex 12 Z-coordinate {m}
, !- Vertex 13 X-coordinate {m}
, !- Vertex 13 Y-coordinate {m}
, !- Vertex 13 Z-coordinate {m}
, !- Vertex 14 X-coordinate {m}
, !- Vertex 14 Y-coordinate {m}
, !- Vertex 14 Z-coordinate {m}
, !- Vertex 15 X-coordinate {m}
, !- Vertex 15 Y-coordinate {m}
, !- Vertex 15 Z-coordinate {m}
, !- Vertex 16 X-coordinate {m}
, !- Vertex 16 Y-coordinate {m}
, !- Vertex 16 Z-coordinate {m}
, !- Vertex 17 X-coordinate {m}
, !- Vertex 17 Y-coordinate {m}
, !- Vertex 17 Z-coordinate {m}
, !- Vertex 18 X-coordinate {m}
, !- Vertex 18 Y-coordinate {m}
, !- Vertex 18 Z-coordinate {m}
, !- Vertex 19 X-coordinate {m}
, !- Vertex 19 Y-coordinate {m}
, !- Vertex 19 Z-coordinate {m}
, !- Vertex 20 X-coordinate {m}
, !- Vertex 20 Y-coordinate {m}
; !- Vertex 20 Z-coordinate {m}
BuildingSurface:Detailed,
L2-205-RefrigerationEquipmentRoomUpper_Srf_1, !- Name
Wall, !- Surface Type
Wall_Exterior, !- Construction Name
L2-205-RefrigerationEquipmentRoomUpper Thermal Zone, !- Zone Name
Outdoors, !- Outside Boundary Condition
, !- Outside Boundary Condition Object
SunExposed, !- Sun Exposure
WindExposed, !- Wind Exposure
, !- View Factor to Ground
4, !- Number of Vertices
79.675, !- Vertex 1 X-coordinate {m}
50.963, !- Vertex 1 Y-coordinate {m}
9.373, !- Vertex 1 Z-coordinate {m}
79.675, !- Vertex 2 X-coordinate {m}
50.963, !- Vertex 2 Y-coordinate {m}
5.715, !- Vertex 2 Z-coordinate {m}
79.675, !- Vertex 3 X-coordinate {m}
55.899, !- Vertex 3 Y-coordinate {m}
5.715, !- Vertex 3 Z-coordinate {m}
79.675, !- Vertex 4 X-coordinate {m}
55.899, !- Vertex 4 Y-coordinate {m}
9.373, !- Vertex 4 Z-coordinate {m}
, !- Vertex 5 X-coordinate {m}
, !- Vertex 5 Y-coordinate {m}
, !- Vertex 5 Z-coordinate {m}
, !- Vertex 6 X-coordinate {m}
, !- Vertex 6 Y-coordinate {m}
, !- Vertex 6 Z-coordinate {m}
, !- Vertex 7 X-coordinate {m}
, !- Vertex 7 Y-coordinate {m}
, !- Vertex 7 Z-coordinate {m}
, !- Vertex 8 X-coordinate {m}
, !- Vertex 8 Y-coordinate {m}
, !- Vertex 8 Z-coordinate {m}
, !- Vertex 9 X-coordinate {m}
, !- Vertex 9 Y-coordinate {m}
, !- Vertex 9 Z-coordinate {m}
, !- Vertex 10 X-coordinate {m}
, !- Vertex 10 Y-coordinate {m}
, !- Vertex 10 Z-coordinate {m}
, !- Vertex 11 X-coordinate {m}
, !- Vertex 11 Y-coordinate {m}
, !- Vertex 11 Z-coordinate {m}
, !- Vertex 12 X-coordinate {m}
, !- Vertex 12 Y-coordinate {m}
, !- Vertex 12 Z-coordinate {m}
, !- Vertex 13 X-coordinate {m}
, !- Vertex 13 Y-coordinate {m}
, !- Vertex 13 Z-coordinate {m}
, !- Vertex 14 X-coordinate {m}
, !- Vertex 14 Y-coordinate {m}
, !- Vertex 14 Z-coordinate {m}
, !- Vertex 15 X-coordinate {m}
, !- Vertex 15 Y-coordinate {m}
, !- Vertex 15 Z-coordinate {m}
, !- Vertex 16 X-coordinate {m}
, !- Vertex 16 Y-coordinate {m}
, !- Vertex 16 Z-coordinate {m}
, !- Vertex 17 X-coordinate {m}
, !- Vertex 17 Y-coordinate {m}
, !- Vertex 17 Z-coordinate {m}
, !- Vertex 18 X-coordinate {m}
, !- Vertex 18 Y-coordinate {m}
, !- Vertex 18 Z-coordinate {m}
, !- Vertex 19 X-coordinate {m}
, !- Vertex 19 Y-coordinate {m}
, !- Vertex 19 Z-coordinate {m}
, !- Vertex 20 X-coordinate {m}
, !- Vertex 20 Y-coordinate {m}
; !- Vertex 20 Z-coordinate {m}
BuildingSurface:Detailed,
L2-205-RefrigerationEquipmentRoomUpper_Srf_2, !- Name
Wall, !- Surface Type
Wall_Exterior, !- Construction Name
L2-205-RefrigerationEquipmentRoomUpper Thermal Zone, !- Zone Name
Outdoors, !- Outside Boundary Condition
, !- Outside Boundary Condition Object
SunExposed, !- Sun Exposure
WindExposed, !- Wind Exposure
, !- View Factor to Ground
4, !- Number of Vertices
71.801, !- Vertex 1 X-coordinate {m}
50.963, !- Vertex 1 Y-coordinate {m}
9.373, !- Vertex 1 Z-coordinate {m}
71.801, !- Vertex 2 X-coordinate {m}
50.963, !- Vertex 2 Y-coordinate {m}
5.715, !- Vertex 2 Z-coordinate {m}
79.675, !- Vertex 3 X-coordinate {m}
50.963, !- Vertex 3 Y-coordinate {m}
5.715, !- Vertex 3 Z-coordinate {m}
79.675, !- Vertex 4 X-coordinate {m}
50.963, !- Vertex 4 Y-coordinate {m}
9.373, !- Vertex 4 Z-coordinate {m}
, !- Vertex 5 X-coordinate {m}
, !- Vertex 5 Y-coordinate {m}
, !- Vertex 5 Z-coordinate {m}
, !- Vertex 6 X-coordinate {m}
, !- Vertex 6 Y-coordinate {m}
, !- Vertex 6 Z-coordinate {m}
, !- Vertex 7 X-coordinate {m}
, !- Vertex 7 Y-coordinate {m}
, !- Vertex 7 Z-coordinate {m}
, !- Vertex 8 X-coordinate {m}
, !- Vertex 8 Y-coordinate {m}
, !- Vertex 8 Z-coordinate {m}
, !- Vertex 9 X-coordinate {m}
, !- Vertex 9 Y-coordinate {m}
, !- Vertex 9 Z-coordinate {m}
, !- Vertex 10 X-coordinate {m}
, !- Vertex 10 Y-coordinate {m}
, !- Vertex 10 Z-coordinate {m}
, !- Vertex 11 X-coordinate {m}
, !- Vertex 11 Y-coordinate {m}
, !- Vertex 11 Z-coordinate {m}
, !- Vertex 12 X-coordinate {m}
, !- Vertex 12 Y-coordinate {m}
, !- Vertex 12 Z-coordinate {m}
, !- Vertex 13 X-coordinate {m}
, !- Vertex 13 Y-coordinate {m}
, !- Vertex 13 Z-coordinate {m}
, !- Vertex 14 X-coordinate {m}
, !- Vertex 14 Y-coordinate {m}
, !- Vertex 14 Z-coordinate {m}
, !- Vertex 15 X-coordinate {m}
, !- Vertex 15 Y-coordinate {m}
, !- Vertex 15 Z-coordinate {m}
, !- Vertex 16 X-coordinate {m}
, !- Vertex 16 Y-coordinate {m}
, !- Vertex 16 Z-coordinate {m}
, !- Vertex 17 X-coordinate {m}
, !- Vertex 17 Y-coordinate {m}
, !- Vertex 17 Z-coordinate {m}
, !- Vertex 18 X-coordinate {m}
, !- Vertex 18 Y-coordinate {m}
, !- Vertex 18 Z-coordinate {m}
, !- Vertex 19 X-coordinate {m}
, !- Vertex 19 Y-coordinate {m}
, !- Vertex 19 Z-coordinate {m}
, !- Vertex 20 X-coordinate {m}
, !- Vertex 20 Y-coordinate {m}
; !- Vertex 20 Z-coordinate {m}
BuildingSurface:Detailed,
L2-205-RefrigerationEquipmentRoomUpper_Srf_3, !- Name
Wall, !- Surface Type
Hole, !- Construction Name
L2-205-RefrigerationEquipmentRoomUpper Thermal Zone, !- Zone Name
Surface, !- Outside Boundary Condition
L2-205-RefrigerationEquipmentRoomLower_Srf_1, !- Outside Boundary Condition Object
NoSun, !- Sun Exposure
NoWind, !- Wind Exposure
, !- View Factor to Ground
4, !- Number of Vertices
71.801, !- Vertex 1 X-coordinate {m}
55.899, !- Vertex 1 Y-coordinate {m}
9.373, !- Vertex 1 Z-coordinate {m}
71.801, !- Vertex 2 X-coordinate {m}
55.899, !- Vertex 2 Y-coordinate {m}
5.715, !- Vertex 2 Z-coordinate {m}
71.801, !- Vertex 3 X-coordinate {m}
50.963, !- Vertex 3 Y-coordinate {m}
5.715, !- Vertex 3 Z-coordinate {m}
71.801, !- Vertex 4 X-coordinate {m}
50.963, !- Vertex 4 Y-coordinate {m}
9.373, !- Vertex 4 Z-coordinate {m}
, !- Vertex 5 X-coordinate {m}
, !- Vertex 5 Y-coordinate {m}
, !- Vertex 5 Z-coordinate {m}
, !- Vertex 6 X-coordinate {m}
, !- Vertex 6 Y-coordinate {m}
, !- Vertex 6 Z-coordinate {m}
, !- Vertex 7 X-coordinate {m}
, !- Vertex 7 Y-coordinate {m}
, !- Vertex 7 Z-coordinate {m}
, !- Vertex 8 X-coordinate {m}
, !- Vertex 8 Y-coordinate {m}
, !- Vertex 8 Z-coordinate {m}
, !- Vertex 9 X-coordinate {m}
, !- Vertex 9 Y-coordinate {m}
, !- Vertex 9 Z-coordinate {m}
, !- Vertex 10 X-coordinate {m}
, !- Vertex 10 Y-coordinate {m}
, !- Vertex 10 Z-coordinate {m}
, !- Vertex 11 X-coordinate {m}
, !- Vertex 11 Y-coordinate {m}
, !- Vertex 11 Z-coordinate {m}
, !- Vertex 12 X-coordinate {m}
, !- Vertex 12 Y-coordinate {m}
, !- Vertex 12 Z-coordinate {m}
, !- Vertex 13 X-coordinate {m}
, !- Vertex 13 Y-coordinate {m}
, !- Vertex 13 Z-coordinate {m}
, !- Vertex 14 X-coordinate {m}
, !- Vertex 14 Y-coordinate {m}
, !- Vertex 14 Z-coordinate {m}
, !- Vertex 15 X-coordinate {m}
, !- Vertex 15 Y-coordinate {m}
, !- Vertex 15 Z-coordinate {m}
, !- Vertex 16 X-coordinate {m}
, !- Vertex 16 Y-coordinate {m}
, !- Vertex 16 Z-coordinate {m}
, !- Vertex 17 X-coordinate {m}
, !- Vertex 17 Y-coordinate {m}
, !- Vertex 17 Z-coordinate {m}
, !- Vertex 18 X-coordinate {m}
, !- Vertex 18 Y-coordinate {m}
, !- Vertex 18 Z-coordinate {m}
, !- Vertex 19 X-coordinate {m}
, !- Vertex 19 Y-coordinate {m}
, !- Vertex 19 Z-coordinate {m}
, !- Vertex 20 X-coordinate {m}
, !- Vertex 20 Y-coordinate {m}
; !- Vertex 20 Z-coordinate {m}
BuildingSurface:Detailed,
L2-205-RefrigerationEquipmentRoomUpper_Srf_4, !- Name
Wall, !- Surface Type
Wall_Exterior, !- Construction Name
L2-205-RefrigerationEquipmentRoomUpper Thermal Zone, !- Zone Name
Outdoors, !- Outside Boundary Condition
, !- Outside Boundary Condition Object
SunExposed, !- Sun Exposure
WindExposed, !- Wind Exposure
, !- View Factor to Ground
4, !- Number of Vertices
79.675, !- Vertex 1 X-coordinate {m}
55.899, !- Vertex 1 Y-coordinate {m}
9.373, !- Vertex 1 Z-coordinate {m}
79.675, !- Vertex 2 X-coordinate {m}
55.899, !- Vertex 2 Y-coordinate {m}
5.715, !- Vertex 2 Z-coordinate {m}
71.801, !- Vertex 3 X-coordinate {m}
55.899, !- Vertex 3 Y-coordinate {m}
5.715, !- Vertex 3 Z-coordinate {m}
71.801, !- Vertex 4 X-coordinate {m}
55.899, !- Vertex 4 Y-coordinate {m}
9.373, !- Vertex 4 Z-coordinate {m}
, !- Vertex 5 X-coordinate {m}
, !- Vertex 5 Y-coordinate {m}
, !- Vertex 5 Z-coordinate {m}
, !- Vertex 6 X-coordinate {m}
, !- Vertex 6 Y-coordinate {m}
, !- Vertex 6 Z-coordinate {m}
, !- Vertex 7 X-coordinate {m}
, !- Vertex 7 Y-coordinate {m}
, !- Vertex 7 Z-coordinate {m}
, !- Vertex 8 X-coordinate {m}
, !- Vertex 8 Y-coordinate {m}
, !- Vertex 8 Z-coordinate {m}
, !- Vertex 9 X-coordinate {m}
, !- Vertex 9 Y-coordinate {m}
, !- Vertex 9 Z-coordinate {m}
, !- Vertex 10 X-coordinate {m}
, !- Vertex 10 Y-coordinate {m}
, !- Vertex 10 Z-coordinate {m}
, !- Vertex 11 X-coordinate {m}
, !- Vertex 11 Y-coordinate {m}
, !- Vertex 11 Z-coordinate {m}
, !- Vertex 12 X-coordinate {m}
, !- Vertex 12 Y-coordinate {m}
, !- Vertex 12 Z-coordinate {m}
, !- Vertex 13 X-coordinate {m}
, !- Vertex 13 Y-coordinate {m}
, !- Vertex 13 Z-coordinate {m}
, !- Vertex 14 X-coordinate {m}
, !- Vertex 14 Y-coordinate {m}
, !- Vertex 14 Z-coordinate {m}
, !- Vertex 15 X-coordinate {m}
, !- Vertex 15 Y-coordinate {m}
, !- Vertex 15 Z-coordinate {m}
, !- Vertex 16 X-coordinate {m}
, !- Vertex 16 Y-coordinate {m}
, !- Vertex 16 Z-coordinate {m}
, !- Vertex 17 X-coordinate {m}
, !- Vertex 17 Y-coordinate {m}
, !- Vertex 17 Z-coordinate {m}
, !- Vertex 18 X-coordinate {m}
, !- Vertex 18 Y-coordinate {m}
, !- Vertex 18 Z-coordinate {m}
, !- Vertex 19 X-coordinate {m}
, !- Vertex 19 Y-coordinate {m}
, !- Vertex 19 Z-coordinate {m}
, !- Vertex 20 X-coordinate {m}
, !- Vertex 20 Y-coordinate {m}
; !- Vertex 20 Z-coordinate {m}
BuildingSurface:Detailed,
L2-205-RefrigerationEquipmentRoomUpper_Srf_5, !- Name
Roof, !- Surface Type
Roof_BOH, !- Construction Name
L2-205-RefrigerationEquipmentRoomUpper Thermal Zone, !- Zone Name
Outdoors, !- Outside Boundary Condition
, !- Outside Boundary Condition Object
SunExposed, !- Sun Exposure
WindExposed, !- Wind Exposure
, !- View Factor to Ground
4, !- Number of Vertices
71.801, !- Vertex 1 X-coordinate {m}
55.899, !- Vertex 1 Y-coordinate {m}
9.373, !- Vertex 1 Z-coordinate {m}
71.801, !- Vertex 2 X-coordinate {m}
50.963, !- Vertex 2 Y-coordinate {m}
9.373, !- Vertex 2 Z-coordinate {m}
79.675, !- Vertex 3 X-coordinate {m}
50.963, !- Vertex 3 Y-coordinate {m}
9.373, !- Vertex 3 Z-coordinate {m}
79.675, !- Vertex 4 X-coordinate {m}
55.899, !- Vertex 4 Y-coordinate {m}
9.373, !- Vertex 4 Z-coordinate {m}
, !- Vertex 5 X-coordinate {m}
, !- Vertex 5 Y-coordinate {m}
, !- Vertex 5 Z-coordinate {m}
, !- Vertex 6 X-coordinate {m}
, !- Vertex 6 Y-coordinate {m}
, !- Vertex 6 Z-coordinate {m}
, !- Vertex 7 X-coordinate {m}
, !- Vertex 7 Y-coordinate {m}
, !- Vertex 7 Z-coordinate {m}
, !- Vertex 8 X-coordinate {m}
, !- Vertex 8 Y-coordinate {m}
, !- Vertex 8 Z-coordinate {m}
, !- Vertex 9 X-coordinate {m}
, !- Vertex 9 Y-coordinate {m}
, !- Vertex 9 Z-coordinate {m}
, !- Vertex 10 X-coordinate {m}
, !- Vertex 10 Y-coordinate {m}
, !- Vertex 10 Z-coordinate {m}
, !- Vertex 11 X-coordinate {m}
, !- Vertex 11 Y-coordinate {m}
, !- Vertex 11 Z-coordinate {m}
, !- Vertex 12 X-coordinate {m}
, !- Vertex 12 Y-coordinate {m}
, !- Vertex 12 Z-coordinate {m}
, !- Vertex 13 X-coordinate {m}
, !- Vertex 13 Y-coordinate {m}
, !- Vertex 13 Z-coordinate {m}
, !- Vertex 14 X-coordinate {m}
, !- Vertex 14 Y-coordinate {m}
, !- Vertex 14 Z-coordinate {m}
, !- Vertex 15 X-coordinate {m}
, !- Vertex 15 Y-coordinate {m}
, !- Vertex 15 Z-coordinate {m}
, !- Vertex 16 X-coordinate {m}
, !- Vertex 16 Y-coordinate {m}
, !- Vertex 16 Z-coordinate {m}
, !- Vertex 17 X-coordinate {m}
, !- Vertex 17 Y-coordinate {m}
, !- Vertex 17 Z-coordinate {m}
, !- Vertex 18 X-coordinate {m}
, !- Vertex 18 Y-coordinate {m}
, !- Vertex 18 Z-coordinate {m}
, !- Vertex 19 X-coordinate {m}
, !- Vertex 19 Y-coordinate {m}
, !- Vertex 19 Z-coordinate {m}
, !- Vertex 20 X-coordinate {m}
, !- Vertex 20 Y-coordinate {m}
; !- Vertex 20 Z-coordinate {m}
BuildingSurface:Detailed,
M-123-Stairs_Srf_0, !- Name
Floor, !- Surface Type
Hole, !- Construction Name
M-123-Stairs Thermal Zone, !- Zone Name
outdoors, !- Outside Boundary Condition
, !- Outside Boundary Condition Object
SunExposed, !- Sun Exposure
WindExposed, !- Wind Exposure
, !- View Factor to Ground
4, !- Number of Vertices
79.675, !- Vertex 1 X-coordinate {m}
61.783, !- Vertex 1 Y-coordinate {m}
2.819, !- Vertex 1 Z-coordinate {m}
79.675, !- Vertex 2 X-coordinate {m}
55.565, !- Vertex 2 Y-coordinate {m}
2.819, !- Vertex 2 Z-coordinate {m}
78.231, !- Vertex 3 X-coordinate {m}
55.565, !- Vertex 3 Y-coordinate {m}
2.819, !- Vertex 3 Z-coordinate {m}
78.231, !- Vertex 4 X-coordinate {m}
61.783, !- Vertex 4 Y-coordinate {m}
2.819, !- Vertex 4 Z-coordinate {m}
, !- Vertex 5 X-coordinate {m}
, !- Vertex 5 Y-coordinate {m}
, !- Vertex 5 Z-coordinate {m}
, !- Vertex 6 X-coordinate {m}
, !- Vertex 6 Y-coordinate {m}
, !- Vertex 6 Z-coordinate {m}
, !- Vertex 7 X-coordinate {m}
, !- Vertex 7 Y-coordinate {m}
, !- Vertex 7 Z-coordinate {m}
, !- Vertex 8 X-coordinate {m}
, !- Vertex 8 Y-coordinate {m}
, !- Vertex 8 Z-coordinate {m}
, !- Vertex 9 X-coordinate {m}
, !- Vertex 9 Y-coordinate {m}
, !- Vertex 9 Z-coordinate {m}
, !- Vertex 10 X-coordinate {m}
, !- Vertex 10 Y-coordinate {m}
, !- Vertex 10 Z-coordinate {m}
, !- Vertex 11 X-coordinate {m}
, !- Vertex 11 Y-coordinate {m}
, !- Vertex 11 Z-coordinate {m}
, !- Vertex 12 X-coordinate {m}
, !- Vertex 12 Y-coordinate {m}
, !- Vertex 12 Z-coordinate {m}
, !- Vertex 13 X-coordinate {m}
, !- Vertex 13 Y-coordinate {m}
, !- Vertex 13 Z-coordinate {m}
, !- Vertex 14 X-coordinate {m}
, !- Vertex 14 Y-coordinate {m}
, !- Vertex 14 Z-coordinate {m}
, !- Vertex 15 X-coordinate {m}
, !- Vertex 15 Y-coordinate {m}
, !- Vertex 15 Z-coordinate {m}
, !- Vertex 16 X-coordinate {m}
, !- Vertex 16 Y-coordinate {m}
, !- Vertex 16 Z-coordinate {m}
, !- Vertex 17 X-coordinate {m}
, !- Vertex 17 Y-coordinate {m}
, !- Vertex 17 Z-coordinate {m}
, !- Vertex 18 X-coordinate {m}
, !- Vertex 18 Y-coordinate {m}
, !- Vertex 18 Z-coordinate {m}
, !- Vertex 19 X-coordinate {m}
, !- Vertex 19 Y-coordinate {m}
, !- Vertex 19 Z-coordinate {m}
, !- Vertex 20 X-coordinate {m}
, !- Vertex 20 Y-coordinate {m}
; !- Vertex 20 Z-coordinate {m}
BuildingSurface:Detailed,
M-123-Stairs_Srf_1, !- Name
Wall, !- Surface Type
Hole, !- Construction Name
M-123-Stairs Thermal Zone, !- Zone Name
Surface, !- Outside Boundary Condition
M-163-MeatPrep_Srf_6, !- Outside Boundary Condition Object
NoSun, !- Sun Exposure
NoWind, !- Wind Exposure
, !- View Factor to Ground
4, !- Number of Vertices
78.231, !- Vertex 1 X-coordinate {m}
61.783, !- Vertex 1 Y-coordinate {m}
5.715, !- Vertex 1 Z-coordinate {m}
78.231, !- Vertex 2 X-coordinate {m}
61.783, !- Vertex 2 Y-coordinate {m}
2.819, !- Vertex 2 Z-coordinate {m}
78.231, !- Vertex 3 X-coordinate {m}
55.565, !- Vertex 3 Y-coordinate {m}
2.819, !- Vertex 3 Z-coordinate {m}
78.231, !- Vertex 4 X-coordinate {m}
55.565, !- Vertex 4 Y-coordinate {m}
5.715, !- Vertex 4 Z-coordinate {m}
, !- Vertex 5 X-coordinate {m}
, !- Vertex 5 Y-coordinate {m}
, !- Vertex 5 Z-coordinate {m}
, !- Vertex 6 X-coordinate {m}
, !- Vertex 6 Y-coordinate {m}
, !- Vertex 6 Z-coordinate {m}
, !- Vertex 7 X-coordinate {m}
, !- Vertex 7 Y-coordinate {m}
, !- Vertex 7 Z-coordinate {m}
, !- Vertex 8 X-coordinate {m}
, !- Vertex 8 Y-coordinate {m}
, !- Vertex 8 Z-coordinate {m}
, !- Vertex 9 X-coordinate {m}
, !- Vertex 9 Y-coordinate {m}
, !- Vertex 9 Z-coordinate {m}
, !- Vertex 10 X-coordinate {m}
, !- Vertex 10 Y-coordinate {m}
, !- Vertex 10 Z-coordinate {m}
, !- Vertex 11 X-coordinate {m}
, !- Vertex 11 Y-coordinate {m}
, !- Vertex 11 Z-coordinate {m}
, !- Vertex 12 X-coordinate {m}
, !- Vertex 12 Y-coordinate {m}
, !- Vertex 12 Z-coordinate {m}
, !- Vertex 13 X-coordinate {m}
, !- Vertex 13 Y-coordinate {m}
, !- Vertex 13 Z-coordinate {m}
, !- Vertex 14 X-coordinate {m}
, !- Vertex 14 Y-coordinate {m}
, !- Vertex 14 Z-coordinate {m}
, !- Vertex 15 X-coordinate {m}
, !- Vertex 15 Y-coordinate {m}
, !- Vertex 15 Z-coordinate {m}
, !- Vertex 16 X-coordinate {m}
, !- Vertex 16 Y-coordinate {m}
, !- Vertex 16 Z-coordinate {m}
, !- Vertex 17 X-coordinate {m}
, !- Vertex 17 Y-coordinate {m}
, !- Vertex 17 Z-coordinate {m}
, !- Vertex 18 X-coordinate {m}
, !- Vertex 18 Y-coordinate {m}
, !- Vertex 18 Z-coordinate {m}
, !- Vertex 19 X-coordinate {m}
, !- Vertex 19 Y-coordinate {m}
, !- Vertex 19 Z-coordinate {m}
, !- Vertex 20 X-coordinate {m}
, !- Vertex 20 Y-coordinate {m}
; !- Vertex 20 Z-coordinate {m}
BuildingSurface:Detailed,
M-123-Stairs_Srf_2, !- Name
Wall, !- Surface Type
Wall_Exterior, !- Construction Name
M-123-Stairs Thermal Zone, !- Zone Name
Outdoors, !- Outside Boundary Condition
, !- Outside Boundary Condition Object
SunExposed, !- Sun Exposure
WindExposed, !- Wind Exposure
, !- View Factor to Ground
4, !- Number of Vertices
79.675, !- Vertex 1 X-coordinate {m}
61.783, !- Vertex 1 Y-coordinate {m}
5.715, !- Vertex 1 Z-coordinate {m}
79.675, !- Vertex 2 X-coordinate {m}
61.783, !- Vertex 2 Y-coordinate {m}
2.819, !- Vertex 2 Z-coordinate {m}
78.231, !- Vertex 3 X-coordinate {m}
61.783, !- Vertex 3 Y-coordinate {m}
2.819, !- Vertex 3 Z-coordinate {m}
78.231, !- Vertex 4 X-coordinate {m}
61.783, !- Vertex 4 Y-coordinate {m}
5.715, !- Vertex 4 Z-coordinate {m}
, !- Vertex 5 X-coordinate {m}
, !- Vertex 5 Y-coordinate {m}
, !- Vertex 5 Z-coordinate {m}
, !- Vertex 6 X-coordinate {m}
, !- Vertex 6 Y-coordinate {m}
, !- Vertex 6 Z-coordinate {m}
, !- Vertex 7 X-coordinate {m}
, !- Vertex 7 Y-coordinate {m}
, !- Vertex 7 Z-coordinate {m}
, !- Vertex 8 X-coordinate {m}
, !- Vertex 8 Y-coordinate {m}
, !- Vertex 8 Z-coordinate {m}
, !- Vertex 9 X-coordinate {m}
, !- Vertex 9 Y-coordinate {m}
, !- Vertex 9 Z-coordinate {m}
, !- Vertex 10 X-coordinate {m}
, !- Vertex 10 Y-coordinate {m}
, !- Vertex 10 Z-coordinate {m}
, !- Vertex 11 X-coordinate {m}
, !- Vertex 11 Y-coordinate {m}
, !- Vertex 11 Z-coordinate {m}
, !- Vertex 12 X-coordinate {m}
, !- Vertex 12 Y-coordinate {m}
, !- Vertex 12 Z-coordinate {m}
, !- Vertex 13 X-coordinate {m}
, !- Vertex 13 Y-coordinate {m}
, !- Vertex 13 Z-coordinate {m}
, !- Vertex 14 X-coordinate {m}
, !- Vertex 14 Y-coordinate {m}
, !- Vertex 14 Z-coordinate {m}
, !- Vertex 15 X-coordinate {m}
, !- Vertex 15 Y-coordinate {m}
, !- Vertex 15 Z-coordinate {m}
, !- Vertex 16 X-coordinate {m}
, !- Vertex 16 Y-coordinate {m}
, !- Vertex 16 Z-coordinate {m}
, !- Vertex 17 X-coordinate {m}
, !- Vertex 17 Y-coordinate {m}
, !- Vertex 17 Z-coordinate {m}
, !- Vertex 18 X-coordinate {m}
, !- Vertex 18 Y-coordinate {m}
, !- Vertex 18 Z-coordinate {m}
, !- Vertex 19 X-coordinate {m}
, !- Vertex 19 Y-coordinate {m}
, !- Vertex 19 Z-coordinate {m}
, !- Vertex 20 X-coordinate {m}
, !- Vertex 20 Y-coordinate {m}
; !- Vertex 20 Z-coordinate {m}
BuildingSurface:Detailed,
M-123-Stairs_Srf_3, !- Name
Wall, !- Surface Type
Wall_Exterior, !- Construction Name
M-123-Stairs Thermal Zone, !- Zone Name
Outdoors, !- Outside Boundary Condition
, !- Outside Boundary Condition Object
SunExposed, !- Sun Exposure
WindExposed, !- Wind Exposure
, !- View Factor to Ground
4, !- Number of Vertices
79.675, !- Vertex 1 X-coordinate {m}
55.565, !- Vertex 1 Y-coordinate {m}
5.715, !- Vertex 1 Z-coordinate {m}
79.675, !- Vertex 2 X-coordinate {m}
55.565, !- Vertex 2 Y-coordinate {m}
2.819, !- Vertex 2 Z-coordinate {m}
79.675, !- Vertex 3 X-coordinate {m}
61.783, !- Vertex 3 Y-coordinate {m}
2.819, !- Vertex 3 Z-coordinate {m}
79.675, !- Vertex 4 X-coordinate {m}
61.783, !- Vertex 4 Y-coordinate {m}
5.715, !- Vertex 4 Z-coordinate {m}
, !- Vertex 5 X-coordinate {m}
, !- Vertex 5 Y-coordinate {m}
, !- Vertex 5 Z-coordinate {m}
, !- Vertex 6 X-coordinate {m}
, !- Vertex 6 Y-coordinate {m}
, !- Vertex 6 Z-coordinate {m}
, !- Vertex 7 X-coordinate {m}
, !- Vertex 7 Y-coordinate {m}
, !- Vertex 7 Z-coordinate {m}
, !- Vertex 8 X-coordinate {m}
, !- Vertex 8 Y-coordinate {m}
, !- Vertex 8 Z-coordinate {m}
, !- Vertex 9 X-coordinate {m}
, !- Vertex 9 Y-coordinate {m}
, !- Vertex 9 Z-coordinate {m}
, !- Vertex 10 X-coordinate {m}
, !- Vertex 10 Y-coordinate {m}
, !- Vertex 10 Z-coordinate {m}
, !- Vertex 11 X-coordinate {m}
, !- Vertex 11 Y-coordinate {m}
, !- Vertex 11 Z-coordinate {m}
, !- Vertex 12 X-coordinate {m}
, !- Vertex 12 Y-coordinate {m}
, !- Vertex 12 Z-coordinate {m}
, !- Vertex 13 X-coordinate {m}
, !- Vertex 13 Y-coordinate {m}
, !- Vertex 13 Z-coordinate {m}
, !- Vertex 14 X-coordinate {m}
, !- Vertex 14 Y-coordinate {m}
, !- Vertex 14 Z-coordinate {m}
, !- Vertex 15 X-coordinate {m}
, !- Vertex 15 Y-coordinate {m}
, !- Vertex 15 Z-coordinate {m}
, !- Vertex 16 X-coordinate {m}
, !- Vertex 16 Y-coordinate {m}
, !- Vertex 16 Z-coordinate {m}
, !- Vertex 17 X-coordinate {m}
, !- Vertex 17 Y-coordinate {m}
, !- Vertex 17 Z-coordinate {m}
, !- Vertex 18 X-coordinate {m}
, !- Vertex 18 Y-coordinate {m}
, !- Vertex 18 Z-coordinate {m}
, !- Vertex 19 X-coordinate {m}
, !- Vertex 19 Y-coordinate {m}
, !- Vertex 19 Z-coordinate {m}
, !- Vertex 20 X-coordinate {m}
, !- Vertex 20 Y-coordinate {m}
; !- Vertex 20 Z-coordinate {m}
BuildingSurface:Detailed,
M-123-Stairs_Srf_4, !- Name
Wall, !- Surface Type
Hole, !- Construction Name
M-123-Stairs Thermal Zone, !- Zone Name
Surface, !- Outside Boundary Condition
M-164-MeatCooler_Srf_1, !- Outside Boundary Condition Object
NoSun, !- Sun Exposure
NoWind, !- Wind Exposure
, !- View Factor to Ground
4, !- Number of Vertices
78.231, !- Vertex 1 X-coordinate {m}
55.565, !- Vertex 1 Y-coordinate {m}
5.715, !- Vertex 1 Z-coordinate {m}
78.231, !- Vertex 2 X-coordinate {m}
55.565, !- Vertex 2 Y-coordinate {m}
2.819, !- Vertex 2 Z-coordinate {m}
79.675, !- Vertex 3 X-coordinate {m}
55.565, !- Vertex 3 Y-coordinate {m}
2.819, !- Vertex 3 Z-coordinate {m}
79.675, !- Vertex 4 X-coordinate {m}
55.565, !- Vertex 4 Y-coordinate {m}
5.715, !- Vertex 4 Z-coordinate {m}
, !- Vertex 5 X-coordinate {m}
, !- Vertex 5 Y-coordinate {m}
, !- Vertex 5 Z-coordinate {m}
, !- Vertex 6 X-coordinate {m}
, !- Vertex 6 Y-coordinate {m}
, !- Vertex 6 Z-coordinate {m}
, !- Vertex 7 X-coordinate {m}
, !- Vertex 7 Y-coordinate {m}
, !- Vertex 7 Z-coordinate {m}
, !- Vertex 8 X-coordinate {m}
, !- Vertex 8 Y-coordinate {m}
, !- Vertex 8 Z-coordinate {m}
, !- Vertex 9 X-coordinate {m}
, !- Vertex 9 Y-coordinate {m}
, !- Vertex 9 Z-coordinate {m}
, !- Vertex 10 X-coordinate {m}
, !- Vertex 10 Y-coordinate {m}
, !- Vertex 10 Z-coordinate {m}
, !- Vertex 11 X-coordinate {m}
, !- Vertex 11 Y-coordinate {m}
, !- Vertex 11 Z-coordinate {m}
, !- Vertex 12 X-coordinate {m}
, !- Vertex 12 Y-coordinate {m}
, !- Vertex 12 Z-coordinate {m}
, !- Vertex 13 X-coordinate {m}
, !- Vertex 13 Y-coordinate {m}
, !- Vertex 13 Z-coordinate {m}
, !- Vertex 14 X-coordinate {m}
, !- Vertex 14 Y-coordinate {m}
, !- Vertex 14 Z-coordinate {m}
, !- Vertex 15 X-coordinate {m}
, !- Vertex 15 Y-coordinate {m}
, !- Vertex 15 Z-coordinate {m}
, !- Vertex 16 X-coordinate {m}
, !- Vertex 16 Y-coordinate {m}
, !- Vertex 16 Z-coordinate {m}
, !- Vertex 17 X-coordinate {m}
, !- Vertex 17 Y-coordinate {m}
, !- Vertex 17 Z-coordinate {m}
, !- Vertex 18 X-coordinate {m}
, !- Vertex 18 Y-coordinate {m}
, !- Vertex 18 Z-coordinate {m}
, !- Vertex 19 X-coordinate {m}
, !- Vertex 19 Y-coordinate {m}
, !- Vertex 19 Z-coordinate {m}
, !- Vertex 20 X-coordinate {m}
, !- Vertex 20 Y-coordinate {m}
; !- Vertex 20 Z-coordinate {m}
BuildingSurface:Detailed,
M-123-Stairs_Srf_5, !- Name
Roof, !- Surface Type
Roof_BOH, !- Construction Name
M-123-Stairs Thermal Zone, !- Zone Name
Outdoors, !- Outside Boundary Condition
, !- Outside Boundary Condition Object
SunExposed, !- Sun Exposure
WindExposed, !- Wind Exposure
, !- View Factor to Ground
4, !- Number of Vertices
78.231, !- Vertex 1 X-coordinate {m}
61.783, !- Vertex 1 Y-coordinate {m}
5.715, !- Vertex 1 Z-coordinate {m}
78.231, !- Vertex 2 X-coordinate {m}
55.565, !- Vertex 2 Y-coordinate {m}
5.715, !- Vertex 2 Z-coordinate {m}
79.675, !- Vertex 3 X-coordinate {m}
55.565, !- Vertex 3 Y-coordinate {m}
5.715, !- Vertex 3 Z-coordinate {m}
79.675, !- Vertex 4 X-coordinate {m}
61.783, !- Vertex 4 Y-coordinate {m}
5.715, !- Vertex 4 Z-coordinate {m}
, !- Vertex 5 X-coordinate {m}
, !- Vertex 5 Y-coordinate {m}
, !- Vertex 5 Z-coordinate {m}
, !- Vertex 6 X-coordinate {m}
, !- Vertex 6 Y-coordinate {m}
, !- Vertex 6 Z-coordinate {m}
, !- Vertex 7 X-coordinate {m}
, !- Vertex 7 Y-coordinate {m}
, !- Vertex 7 Z-coordinate {m}
, !- Vertex 8 X-coordinate {m}
, !- Vertex 8 Y-coordinate {m}
, !- Vertex 8 Z-coordinate {m}
, !- Vertex 9 X-coordinate {m}
, !- Vertex 9 Y-coordinate {m}
, !- Vertex 9 Z-coordinate {m}
, !- Vertex 10 X-coordinate {m}
, !- Vertex 10 Y-coordinate {m}
, !- Vertex 10 Z-coordinate {m}
, !- Vertex 11 X-coordinate {m}
, !- Vertex 11 Y-coordinate {m}
, !- Vertex 11 Z-coordinate {m}
, !- Vertex 12 X-coordinate {m}
, !- Vertex 12 Y-coordinate {m}
, !- Vertex 12 Z-coordinate {m}
, !- Vertex 13 X-coordinate {m}
, !- Vertex 13 Y-coordinate {m}
, !- Vertex 13 Z-coordinate {m}
, !- Vertex 14 X-coordinate {m}
, !- Vertex 14 Y-coordinate {m}
, !- Vertex 14 Z-coordinate {m}
, !- Vertex 15 X-coordinate {m}
, !- Vertex 15 Y-coordinate {m}
, !- Vertex 15 Z-coordinate {m}
, !- Vertex 16 X-coordinate {m}
, !- Vertex 16 Y-coordinate {m}
, !- Vertex 16 Z-coordinate {m}
, !- Vertex 17 X-coordinate {m}
, !- Vertex 17 Y-coordinate {m}
, !- Vertex 17 Z-coordinate {m}
, !- Vertex 18 X-coordinate {m}
, !- Vertex 18 Y-coordinate {m}
, !- Vertex 18 Z-coordinate {m}
, !- Vertex 19 X-coordinate {m}
, !- Vertex 19 Y-coordinate {m}
, !- Vertex 19 Z-coordinate {m}
, !- Vertex 20 X-coordinate {m}
, !- Vertex 20 Y-coordinate {m}
; !- Vertex 20 Z-coordinate {m}
BuildingSurface:Detailed,
M-151-Stairs1_Srf_0, !- Name
Floor, !- Surface Type
Hole, !- Construction Name
M-151-Stairs1 Thermal Zone, !- Zone Name
outdoors, !- Outside Boundary Condition
, !- Outside Boundary Condition Object
SunExposed, !- Sun Exposure
WindExposed, !- Wind Exposure
, !- View Factor to Ground
4, !- Number of Vertices
41.118, !- Vertex 1 X-coordinate {m}
55.077, !- Vertex 1 Y-coordinate {m}
2.819, !- Vertex 1 Z-coordinate {m}
41.118, !- Vertex 2 X-coordinate {m}
50.963, !- Vertex 2 Y-coordinate {m}
2.819, !- Vertex 2 Z-coordinate {m}
38.222, !- Vertex 3 X-coordinate {m}
50.963, !- Vertex 3 Y-coordinate {m}
2.819, !- Vertex 3 Z-coordinate {m}
38.222, !- Vertex 4 X-coordinate {m}
55.077, !- Vertex 4 Y-coordinate {m}
2.819, !- Vertex 4 Z-coordinate {m}
, !- Vertex 5 X-coordinate {m}
, !- Vertex 5 Y-coordinate {m}
, !- Vertex 5 Z-coordinate {m}
, !- Vertex 6 X-coordinate {m}
, !- Vertex 6 Y-coordinate {m}
, !- Vertex 6 Z-coordinate {m}
, !- Vertex 7 X-coordinate {m}
, !- Vertex 7 Y-coordinate {m}
, !- Vertex 7 Z-coordinate {m}
, !- Vertex 8 X-coordinate {m}
, !- Vertex 8 Y-coordinate {m}
, !- Vertex 8 Z-coordinate {m}
, !- Vertex 9 X-coordinate {m}
, !- Vertex 9 Y-coordinate {m}
, !- Vertex 9 Z-coordinate {m}
, !- Vertex 10 X-coordinate {m}
, !- Vertex 10 Y-coordinate {m}
, !- Vertex 10 Z-coordinate {m}
, !- Vertex 11 X-coordinate {m}
, !- Vertex 11 Y-coordinate {m}
, !- Vertex 11 Z-coordinate {m}
, !- Vertex 12 X-coordinate {m}
, !- Vertex 12 Y-coordinate {m}
, !- Vertex 12 Z-coordinate {m}
, !- Vertex 13 X-coordinate {m}
, !- Vertex 13 Y-coordinate {m}
, !- Vertex 13 Z-coordinate {m}
, !- Vertex 14 X-coordinate {m}
, !- Vertex 14 Y-coordinate {m}
, !- Vertex 14 Z-coordinate {m}
, !- Vertex 15 X-coordinate {m}
, !- Vertex 15 Y-coordinate {m}
, !- Vertex 15 Z-coordinate {m}
, !- Vertex 16 X-coordinate {m}
, !- Vertex 16 Y-coordinate {m}
, !- Vertex 16 Z-coordinate {m}
, !- Vertex 17 X-coordinate {m}
, !- Vertex 17 Y-coordinate {m}
, !- Vertex 17 Z-coordinate {m}
, !- Vertex 18 X-coordinate {m}
, !- Vertex 18 Y-coordinate {m}
, !- Vertex 18 Z-coordinate {m}
, !- Vertex 19 X-coordinate {m}
, !- Vertex 19 Y-coordinate {m}
, !- Vertex 19 Z-coordinate {m}
, !- Vertex 20 X-coordinate {m}
, !- Vertex 20 Y-coordinate {m}
; !- Vertex 20 Z-coordinate {m}
BuildingSurface:Detailed,
M-151-Stairs1_Srf_1, !- Name
Wall, !- Surface Type
Hole, !- Construction Name
M-151-Stairs1 Thermal Zone, !- Zone Name
Surface, !- Outside Boundary Condition
M-201-ExgStorage_Srf_17, !- Outside Boundary Condition Object
NoSun, !- Sun Exposure
NoWind, !- Wind Exposure
, !- View Factor to Ground
4, !- Number of Vertices
41.118, !- Vertex 1 X-coordinate {m}
50.963, !- Vertex 1 Y-coordinate {m}
5.715, !- Vertex 1 Z-coordinate {m}
41.118, !- Vertex 2 X-coordinate {m}
50.963, !- Vertex 2 Y-coordinate {m}
2.819, !- Vertex 2 Z-coordinate {m}
41.118, !- Vertex 3 X-coordinate {m}
55.077, !- Vertex 3 Y-coordinate {m}
2.819, !- Vertex 3 Z-coordinate {m}
41.118, !- Vertex 4 X-coordinate {m}
55.077, !- Vertex 4 Y-coordinate {m}
5.715, !- Vertex 4 Z-coordinate {m}
, !- Vertex 5 X-coordinate {m}
, !- Vertex 5 Y-coordinate {m}
, !- Vertex 5 Z-coordinate {m}
, !- Vertex 6 X-coordinate {m}
, !- Vertex 6 Y-coordinate {m}
, !- Vertex 6 Z-coordinate {m}
, !- Vertex 7 X-coordinate {m}
, !- Vertex 7 Y-coordinate {m}
, !- Vertex 7 Z-coordinate {m}
, !- Vertex 8 X-coordinate {m}
, !- Vertex 8 Y-coordinate {m}
, !- Vertex 8 Z-coordinate {m}
, !- Vertex 9 X-coordinate {m}
, !- Vertex 9 Y-coordinate {m}
, !- Vertex 9 Z-coordinate {m}
, !- Vertex 10 X-coordinate {m}
, !- Vertex 10 Y-coordinate {m}
, !- Vertex 10 Z-coordinate {m}
, !- Vertex 11 X-coordinate {m}
, !- Vertex 11 Y-coordinate {m}
, !- Vertex 11 Z-coordinate {m}
, !- Vertex 12 X-coordinate {m}
, !- Vertex 12 Y-coordinate {m}
, !- Vertex 12 Z-coordinate {m}
, !- Vertex 13 X-coordinate {m}
, !- Vertex 13 Y-coordinate {m}
, !- Vertex 13 Z-coordinate {m}
, !- Vertex 14 X-coordinate {m}
, !- Vertex 14 Y-coordinate {m}
, !- Vertex 14 Z-coordinate {m}
, !- Vertex 15 X-coordinate {m}
, !- Vertex 15 Y-coordinate {m}
, !- Vertex 15 Z-coordinate {m}
, !- Vertex 16 X-coordinate {m}
, !- Vertex 16 Y-coordinate {m}
, !- Vertex 16 Z-coordinate {m}
, !- Vertex 17 X-coordinate {m}
, !- Vertex 17 Y-coordinate {m}
, !- Vertex 17 Z-coordinate {m}
, !- Vertex 18 X-coordinate {m}
, !- Vertex 18 Y-coordinate {m}
, !- Vertex 18 Z-coordinate {m}
, !- Vertex 19 X-coordinate {m}
, !- Vertex 19 Y-coordinate {m}
, !- Vertex 19 Z-coordinate {m}
, !- Vertex 20 X-coordinate {m}
, !- Vertex 20 Y-coordinate {m}
; !- Vertex 20 Z-coordinate {m}
BuildingSurface:Detailed,
M-151-Stairs1_Srf_2, !- Name
Wall, !- Surface Type
Wall_Exterior, !- Construction Name
M-151-Stairs1 Thermal Zone, !- Zone Name
Outdoors, !- Outside Boundary Condition
, !- Outside Boundary Condition Object
SunExposed, !- Sun Exposure
WindExposed, !- Wind Exposure
, !- View Factor to Ground
4, !- Number of Vertices
38.222, !- Vertex 1 X-coordinate {m}
50.963, !- Vertex 1 Y-coordinate {m}
5.715, !- Vertex 1 Z-coordinate {m}
38.222, !- Vertex 2 X-coordinate {m}
50.963, !- Vertex 2 Y-coordinate {m}
2.819, !- Vertex 2 Z-coordinate {m}
41.118, !- Vertex 3 X-coordinate {m}
50.963, !- Vertex 3 Y-coordinate {m}
2.819, !- Vertex 3 Z-coordinate {m}
41.118, !- Vertex 4 X-coordinate {m}
50.963, !- Vertex 4 Y-coordinate {m}
5.715, !- Vertex 4 Z-coordinate {m}
, !- Vertex 5 X-coordinate {m}
, !- Vertex 5 Y-coordinate {m}
, !- Vertex 5 Z-coordinate {m}
, !- Vertex 6 X-coordinate {m}
, !- Vertex 6 Y-coordinate {m}
, !- Vertex 6 Z-coordinate {m}
, !- Vertex 7 X-coordinate {m}
, !- Vertex 7 Y-coordinate {m}
, !- Vertex 7 Z-coordinate {m}
, !- Vertex 8 X-coordinate {m}
, !- Vertex 8 Y-coordinate {m}
, !- Vertex 8 Z-coordinate {m}
, !- Vertex 9 X-coordinate {m}
, !- Vertex 9 Y-coordinate {m}
, !- Vertex 9 Z-coordinate {m}
, !- Vertex 10 X-coordinate {m}
, !- Vertex 10 Y-coordinate {m}
, !- Vertex 10 Z-coordinate {m}
, !- Vertex 11 X-coordinate {m}
, !- Vertex 11 Y-coordinate {m}
, !- Vertex 11 Z-coordinate {m}
, !- Vertex 12 X-coordinate {m}
, !- Vertex 12 Y-coordinate {m}
, !- Vertex 12 Z-coordinate {m}
, !- Vertex 13 X-coordinate {m}
, !- Vertex 13 Y-coordinate {m}
, !- Vertex 13 Z-coordinate {m}
, !- Vertex 14 X-coordinate {m}
, !- Vertex 14 Y-coordinate {m}
, !- Vertex 14 Z-coordinate {m}
, !- Vertex 15 X-coordinate {m}
, !- Vertex 15 Y-coordinate {m}
, !- Vertex 15 Z-coordinate {m}
, !- Vertex 16 X-coordinate {m}
, !- Vertex 16 Y-coordinate {m}
, !- Vertex 16 Z-coordinate {m}
, !- Vertex 17 X-coordinate {m}
, !- Vertex 17 Y-coordinate {m}
, !- Vertex 17 Z-coordinate {m}
, !- Vertex 18 X-coordinate {m}
, !- Vertex 18 Y-coordinate {m}
, !- Vertex 18 Z-coordinate {m}
, !- Vertex 19 X-coordinate {m}
, !- Vertex 19 Y-coordinate {m}
, !- Vertex 19 Z-coordinate {m}
, !- Vertex 20 X-coordinate {m}
, !- Vertex 20 Y-coordinate {m}
; !- Vertex 20 Z-coordinate {m}
BuildingSurface:Detailed,
M-151-Stairs1_Srf_3, !- Name
Wall, !- Surface Type
Wall_Exterior, !- Construction Name
M-151-Stairs1 Thermal Zone, !- Zone Name
Outdoors, !- Outside Boundary Condition
, !- Outside Boundary Condition Object
SunExposed, !- Sun Exposure
WindExposed, !- Wind Exposure
, !- View Factor to Ground
4, !- Number of Vertices
38.222, !- Vertex 1 X-coordinate {m}
55.077, !- Vertex 1 Y-coordinate {m}
5.715, !- Vertex 1 Z-coordinate {m}
38.222, !- Vertex 2 X-coordinate {m}
55.077, !- Vertex 2 Y-coordinate {m}
2.819, !- Vertex 2 Z-coordinate {m}
38.222, !- Vertex 3 X-coordinate {m}
50.963, !- Vertex 3 Y-coordinate {m}
2.819, !- Vertex 3 Z-coordinate {m}
38.222, !- Vertex 4 X-coordinate {m}
50.963, !- Vertex 4 Y-coordinate {m}
5.715, !- Vertex 4 Z-coordinate {m}
, !- Vertex 5 X-coordinate {m}
, !- Vertex 5 Y-coordinate {m}
, !- Vertex 5 Z-coordinate {m}
, !- Vertex 6 X-coordinate {m}
, !- Vertex 6 Y-coordinate {m}
, !- Vertex 6 Z-coordinate {m}
, !- Vertex 7 X-coordinate {m}
, !- Vertex 7 Y-coordinate {m}
, !- Vertex 7 Z-coordinate {m}
, !- Vertex 8 X-coordinate {m}
, !- Vertex 8 Y-coordinate {m}
, !- Vertex 8 Z-coordinate {m}
, !- Vertex 9 X-coordinate {m}
, !- Vertex 9 Y-coordinate {m}
, !- Vertex 9 Z-coordinate {m}
, !- Vertex 10 X-coordinate {m}
, !- Vertex 10 Y-coordinate {m}
, !- Vertex 10 Z-coordinate {m}
, !- Vertex 11 X-coordinate {m}
, !- Vertex 11 Y-coordinate {m}
, !- Vertex 11 Z-coordinate {m}
, !- Vertex 12 X-coordinate {m}
, !- Vertex 12 Y-coordinate {m}
, !- Vertex 12 Z-coordinate {m}
, !- Vertex 13 X-coordinate {m}
, !- Vertex 13 Y-coordinate {m}
, !- Vertex 13 Z-coordinate {m}
, !- Vertex 14 X-coordinate {m}
, !- Vertex 14 Y-coordinate {m}
, !- Vertex 14 Z-coordinate {m}
, !- Vertex 15 X-coordinate {m}
, !- Vertex 15 Y-coordinate {m}
, !- Vertex 15 Z-coordinate {m}
, !- Vertex 16 X-coordinate {m}
, !- Vertex 16 Y-coordinate {m}
, !- Vertex 16 Z-coordinate {m}
, !- Vertex 17 X-coordinate {m}
, !- Vertex 17 Y-coordinate {m}
, !- Vertex 17 Z-coordinate {m}
, !- Vertex 18 X-coordinate {m}
, !- Vertex 18 Y-coordinate {m}
, !- Vertex 18 Z-coordinate {m}
, !- Vertex 19 X-coordinate {m}
, !- Vertex 19 Y-coordinate {m}
, !- Vertex 19 Z-coordinate {m}
, !- Vertex 20 X-coordinate {m}
, !- Vertex 20 Y-coordinate {m}
; !- Vertex 20 Z-coordinate {m}
BuildingSurface:Detailed,
M-151-Stairs1_Srf_4, !- Name
Wall, !- Surface Type
Hole, !- Construction Name
M-151-Stairs1 Thermal Zone, !- Zone Name
Surface, !- Outside Boundary Condition
M-201-ExgStorage_Srf_18, !- Outside Boundary Condition Object
NoSun, !- Sun Exposure
NoWind, !- Wind Exposure
, !- View Factor to Ground
4, !- Number of Vertices
41.118, !- Vertex 1 X-coordinate {m}
55.077, !- Vertex 1 Y-coordinate {m}
5.715, !- Vertex 1 Z-coordinate {m}
41.118, !- Vertex 2 X-coordinate {m}
55.077, !- Vertex 2 Y-coordinate {m}
2.819, !- Vertex 2 Z-coordinate {m}
38.222, !- Vertex 3 X-coordinate {m}
55.077, !- Vertex 3 Y-coordinate {m}
2.819, !- Vertex 3 Z-coordinate {m}
38.222, !- Vertex 4 X-coordinate {m}
55.077, !- Vertex 4 Y-coordinate {m}
5.715, !- Vertex 4 Z-coordinate {m}
, !- Vertex 5 X-coordinate {m}
, !- Vertex 5 Y-coordinate {m}
, !- Vertex 5 Z-coordinate {m}
, !- Vertex 6 X-coordinate {m}
, !- Vertex 6 Y-coordinate {m}
, !- Vertex 6 Z-coordinate {m}
, !- Vertex 7 X-coordinate {m}
, !- Vertex 7 Y-coordinate {m}
, !- Vertex 7 Z-coordinate {m}
, !- Vertex 8 X-coordinate {m}
, !- Vertex 8 Y-coordinate {m}
, !- Vertex 8 Z-coordinate {m}
, !- Vertex 9 X-coordinate {m}
, !- Vertex 9 Y-coordinate {m}
, !- Vertex 9 Z-coordinate {m}
, !- Vertex 10 X-coordinate {m}
, !- Vertex 10 Y-coordinate {m}
, !- Vertex 10 Z-coordinate {m}
, !- Vertex 11 X-coordinate {m}
, !- Vertex 11 Y-coordinate {m}
, !- Vertex 11 Z-coordinate {m}
, !- Vertex 12 X-coordinate {m}
, !- Vertex 12 Y-coordinate {m}
, !- Vertex 12 Z-coordinate {m}
, !- Vertex 13 X-coordinate {m}
, !- Vertex 13 Y-coordinate {m}
, !- Vertex 13 Z-coordinate {m}
, !- Vertex 14 X-coordinate {m}
, !- Vertex 14 Y-coordinate {m}
, !- Vertex 14 Z-coordinate {m}
, !- Vertex 15 X-coordinate {m}
, !- Vertex 15 Y-coordinate {m}
, !- Vertex 15 Z-coordinate {m}
, !- Vertex 16 X-coordinate {m}
, !- Vertex 16 Y-coordinate {m}
, !- Vertex 16 Z-coordinate {m}
, !- Vertex 17 X-coordinate {m}
, !- Vertex 17 Y-coordinate {m}
, !- Vertex 17 Z-coordinate {m}
, !- Vertex 18 X-coordinate {m}
, !- Vertex 18 Y-coordinate {m}
, !- Vertex 18 Z-coordinate {m}
, !- Vertex 19 X-coordinate {m}
, !- Vertex 19 Y-coordinate {m}
, !- Vertex 19 Z-coordinate {m}
, !- Vertex 20 X-coordinate {m}
, !- Vertex 20 Y-coordinate {m}
; !- Vertex 20 Z-coordinate {m}
BuildingSurface:Detailed,
M-151-Stairs1_Srf_5, !- Name
Ceiling, !- Surface Type
Hole, !- Construction Name
M-151-Stairs1 Thermal Zone, !- Zone Name
Surface, !- Outside Boundary Condition
L2-201-Stairs1_Srf_0, !- Outside Boundary Condition Object
NoSun, !- Sun Exposure
NoWind, !- Wind Exposure
, !- View Factor to Ground
4, !- Number of Vertices
38.222, !- Vertex 1 X-coordinate {m}
55.077, !- Vertex 1 Y-coordinate {m}
5.715, !- Vertex 1 Z-coordinate {m}
38.222, !- Vertex 2 X-coordinate {m}
50.963, !- Vertex 2 Y-coordinate {m}
5.715, !- Vertex 2 Z-coordinate {m}
41.118, !- Vertex 3 X-coordinate {m}
50.963, !- Vertex 3 Y-coordinate {m}
5.715, !- Vertex 3 Z-coordinate {m}
41.118, !- Vertex 4 X-coordinate {m}
55.077, !- Vertex 4 Y-coordinate {m}
5.715, !- Vertex 4 Z-coordinate {m}
, !- Vertex 5 X-coordinate {m}
, !- Vertex 5 Y-coordinate {m}
, !- Vertex 5 Z-coordinate {m}
, !- Vertex 6 X-coordinate {m}
, !- Vertex 6 Y-coordinate {m}
, !- Vertex 6 Z-coordinate {m}
, !- Vertex 7 X-coordinate {m}
, !- Vertex 7 Y-coordinate {m}
, !- Vertex 7 Z-coordinate {m}
, !- Vertex 8 X-coordinate {m}
, !- Vertex 8 Y-coordinate {m}
, !- Vertex 8 Z-coordinate {m}
, !- Vertex 9 X-coordinate {m}
, !- Vertex 9 Y-coordinate {m}
, !- Vertex 9 Z-coordinate {m}
, !- Vertex 10 X-coordinate {m}
, !- Vertex 10 Y-coordinate {m}
, !- Vertex 10 Z-coordinate {m}
, !- Vertex 11 X-coordinate {m}
, !- Vertex 11 Y-coordinate {m}
, !- Vertex 11 Z-coordinate {m}
, !- Vertex 12 X-coordinate {m}
, !- Vertex 12 Y-coordinate {m}
, !- Vertex 12 Z-coordinate {m}
, !- Vertex 13 X-coordinate {m}
, !- Vertex 13 Y-coordinate {m}
, !- Vertex 13 Z-coordinate {m}
, !- Vertex 14 X-coordinate {m}
, !- Vertex 14 Y-coordinate {m}
, !- Vertex 14 Z-coordinate {m}
, !- Vertex 15 X-coordinate {m}
, !- Vertex 15 Y-coordinate {m}
, !- Vertex 15 Z-coordinate {m}
, !- Vertex 16 X-coordinate {m}
, !- Vertex 16 Y-coordinate {m}
, !- Vertex 16 Z-coordinate {m}
, !- Vertex 17 X-coordinate {m}
, !- Vertex 17 Y-coordinate {m}
, !- Vertex 17 Z-coordinate {m}
, !- Vertex 18 X-coordinate {m}
, !- Vertex 18 Y-coordinate {m}
, !- Vertex 18 Z-coordinate {m}
, !- Vertex 19 X-coordinate {m}
, !- Vertex 19 Y-coordinate {m}
, !- Vertex 19 Z-coordinate {m}
, !- Vertex 20 X-coordinate {m}
, !- Vertex 20 Y-coordinate {m}
; !- Vertex 20 Z-coordinate {m}
BuildingSurface:Detailed,
M-152-MDF_Srf_0, !- Name
Floor, !- Surface Type
Hole, !- Construction Name
M-152-MDF Thermal Zone, !- Zone Name
outdoors, !- Outside Boundary Condition
, !- Outside Boundary Condition Object
SunExposed, !- Sun Exposure
WindExposed, !- Wind Exposure
, !- View Factor to Ground
4, !- Number of Vertices
50.079, !- Vertex 1 X-coordinate {m}
61.783, !- Vertex 1 Y-coordinate {m}
2.819, !- Vertex 1 Z-coordinate {m}
50.079, !- Vertex 2 X-coordinate {m}
58.095, !- Vertex 2 Y-coordinate {m}
2.819, !- Vertex 2 Z-coordinate {m}
46.651, !- Vertex 3 X-coordinate {m}
58.095, !- Vertex 3 Y-coordinate {m}
2.819, !- Vertex 3 Z-coordinate {m}
46.651, !- Vertex 4 X-coordinate {m}
61.783, !- Vertex 4 Y-coordinate {m}
2.819, !- Vertex 4 Z-coordinate {m}
, !- Vertex 5 X-coordinate {m}
, !- Vertex 5 Y-coordinate {m}
, !- Vertex 5 Z-coordinate {m}
, !- Vertex 6 X-coordinate {m}
, !- Vertex 6 Y-coordinate {m}
, !- Vertex 6 Z-coordinate {m}
, !- Vertex 7 X-coordinate {m}
, !- Vertex 7 Y-coordinate {m}
, !- Vertex 7 Z-coordinate {m}
, !- Vertex 8 X-coordinate {m}
, !- Vertex 8 Y-coordinate {m}
, !- Vertex 8 Z-coordinate {m}
, !- Vertex 9 X-coordinate {m}
, !- Vertex 9 Y-coordinate {m}
, !- Vertex 9 Z-coordinate {m}
, !- Vertex 10 X-coordinate {m}
, !- Vertex 10 Y-coordinate {m}
, !- Vertex 10 Z-coordinate {m}
, !- Vertex 11 X-coordinate {m}
, !- Vertex 11 Y-coordinate {m}
, !- Vertex 11 Z-coordinate {m}
, !- Vertex 12 X-coordinate {m}
, !- Vertex 12 Y-coordinate {m}
, !- Vertex 12 Z-coordinate {m}
, !- Vertex 13 X-coordinate {m}
, !- Vertex 13 Y-coordinate {m}
, !- Vertex 13 Z-coordinate {m}
, !- Vertex 14 X-coordinate {m}
, !- Vertex 14 Y-coordinate {m}
, !- Vertex 14 Z-coordinate {m}
, !- Vertex 15 X-coordinate {m}
, !- Vertex 15 Y-coordinate {m}
, !- Vertex 15 Z-coordinate {m}
, !- Vertex 16 X-coordinate {m}
, !- Vertex 16 Y-coordinate {m}
, !- Vertex 16 Z-coordinate {m}
, !- Vertex 17 X-coordinate {m}
, !- Vertex 17 Y-coordinate {m}
, !- Vertex 17 Z-coordinate {m}
, !- Vertex 18 X-coordinate {m}
, !- Vertex 18 Y-coordinate {m}
, !- Vertex 18 Z-coordinate {m}
, !- Vertex 19 X-coordinate {m}
, !- Vertex 19 Y-coordinate {m}
, !- Vertex 19 Z-coordinate {m}
, !- Vertex 20 X-coordinate {m}
, !- Vertex 20 Y-coordinate {m}
; !- Vertex 20 Z-coordinate {m}
BuildingSurface:Detailed,
M-152-MDF_Srf_1, !- Name
Wall, !- Surface Type
Wall_Exterior, !- Construction Name
M-152-MDF Thermal Zone, !- Zone Name
Outdoors, !- Outside Boundary Condition
, !- Outside Boundary Condition Object
SunExposed, !- Sun Exposure
WindExposed, !- Wind Exposure
, !- View Factor to Ground
4, !- Number of Vertices
50.079, !- Vertex 1 X-coordinate {m}
61.783, !- Vertex 1 Y-coordinate {m}
5.715, !- Vertex 1 Z-coordinate {m}
50.079, !- Vertex 2 X-coordinate {m}
61.783, !- Vertex 2 Y-coordinate {m}
2.819, !- Vertex 2 Z-coordinate {m}
46.651, !- Vertex 3 X-coordinate {m}
61.783, !- Vertex 3 Y-coordinate {m}
2.819, !- Vertex 3 Z-coordinate {m}
46.651, !- Vertex 4 X-coordinate {m}
61.783, !- Vertex 4 Y-coordinate {m}
5.715, !- Vertex 4 Z-coordinate {m}
, !- Vertex 5 X-coordinate {m}
, !- Vertex 5 Y-coordinate {m}
, !- Vertex 5 Z-coordinate {m}
, !- Vertex 6 X-coordinate {m}
, !- Vertex 6 Y-coordinate {m}
, !- Vertex 6 Z-coordinate {m}
, !- Vertex 7 X-coordinate {m}
, !- Vertex 7 Y-coordinate {m}
, !- Vertex 7 Z-coordinate {m}
, !- Vertex 8 X-coordinate {m}
, !- Vertex 8 Y-coordinate {m}
, !- Vertex 8 Z-coordinate {m}
, !- Vertex 9 X-coordinate {m}
, !- Vertex 9 Y-coordinate {m}
, !- Vertex 9 Z-coordinate {m}
, !- Vertex 10 X-coordinate {m}
, !- Vertex 10 Y-coordinate {m}
, !- Vertex 10 Z-coordinate {m}
, !- Vertex 11 X-coordinate {m}
, !- Vertex 11 Y-coordinate {m}
, !- Vertex 11 Z-coordinate {m}
, !- Vertex 12 X-coordinate {m}
, !- Vertex 12 Y-coordinate {m}
, !- Vertex 12 Z-coordinate {m}
, !- Vertex 13 X-coordinate {m}
, !- Vertex 13 Y-coordinate {m}
, !- Vertex 13 Z-coordinate {m}
, !- Vertex 14 X-coordinate {m}
, !- Vertex 14 Y-coordinate {m}
, !- Vertex 14 Z-coordinate {m}
, !- Vertex 15 X-coordinate {m}
, !- Vertex 15 Y-coordinate {m}
, !- Vertex 15 Z-coordinate {m}
, !- Vertex 16 X-coordinate {m}
, !- Vertex 16 Y-coordinate {m}
, !- Vertex 16 Z-coordinate {m}
, !- Vertex 17 X-coordinate {m}
, !- Vertex 17 Y-coordinate {m}
, !- Vertex 17 Z-coordinate {m}
, !- Vertex 18 X-coordinate {m}
, !- Vertex 18 Y-coordinate {m}
, !- Vertex 18 Z-coordinate {m}
, !- Vertex 19 X-coordinate {m}
, !- Vertex 19 Y-coordinate {m}
, !- Vertex 19 Z-coordinate {m}
, !- Vertex 20 X-coordinate {m}
, !- Vertex 20 Y-coordinate {m}
; !- Vertex 20 Z-coordinate {m}
BuildingSurface:Detailed,
M-152-MDF_Srf_2, !- Name
Wall, !- Surface Type
Hole, !- Construction Name
M-152-MDF Thermal Zone, !- Zone Name
Surface, !- Outside Boundary Condition
M-201-ExgStorage_Srf_3, !- Outside Boundary Condition Object
NoSun, !- Sun Exposure
NoWind, !- Wind Exposure
, !- View Factor to Ground
4, !- Number of Vertices
50.079, !- Vertex 1 X-coordinate {m}
58.095, !- Vertex 1 Y-coordinate {m}
5.715, !- Vertex 1 Z-coordinate {m}
50.079, !- Vertex 2 X-coordinate {m}
58.095, !- Vertex 2 Y-coordinate {m}
2.819, !- Vertex 2 Z-coordinate {m}
50.079, !- Vertex 3 X-coordinate {m}
61.783, !- Vertex 3 Y-coordinate {m}
2.819, !- Vertex 3 Z-coordinate {m}
50.079, !- Vertex 4 X-coordinate {m}
61.783, !- Vertex 4 Y-coordinate {m}
5.715, !- Vertex 4 Z-coordinate {m}
, !- Vertex 5 X-coordinate {m}
, !- Vertex 5 Y-coordinate {m}
, !- Vertex 5 Z-coordinate {m}
, !- Vertex 6 X-coordinate {m}
, !- Vertex 6 Y-coordinate {m}
, !- Vertex 6 Z-coordinate {m}
, !- Vertex 7 X-coordinate {m}
, !- Vertex 7 Y-coordinate {m}
, !- Vertex 7 Z-coordinate {m}
, !- Vertex 8 X-coordinate {m}
, !- Vertex 8 Y-coordinate {m}
, !- Vertex 8 Z-coordinate {m}
, !- Vertex 9 X-coordinate {m}
, !- Vertex 9 Y-coordinate {m}
, !- Vertex 9 Z-coordinate {m}
, !- Vertex 10 X-coordinate {m}
, !- Vertex 10 Y-coordinate {m}
, !- Vertex 10 Z-coordinate {m}
, !- Vertex 11 X-coordinate {m}
, !- Vertex 11 Y-coordinate {m}
, !- Vertex 11 Z-coordinate {m}
, !- Vertex 12 X-coordinate {m}
, !- Vertex 12 Y-coordinate {m}
, !- Vertex 12 Z-coordinate {m}
, !- Vertex 13 X-coordinate {m}
, !- Vertex 13 Y-coordinate {m}
, !- Vertex 13 Z-coordinate {m}
, !- Vertex 14 X-coordinate {m}
, !- Vertex 14 Y-coordinate {m}
, !- Vertex 14 Z-coordinate {m}
, !- Vertex 15 X-coordinate {m}
, !- Vertex 15 Y-coordinate {m}
, !- Vertex 15 Z-coordinate {m}
, !- Vertex 16 X-coordinate {m}
, !- Vertex 16 Y-coordinate {m}
, !- Vertex 16 Z-coordinate {m}
, !- Vertex 17 X-coordinate {m}
, !- Vertex 17 Y-coordinate {m}
, !- Vertex 17 Z-coordinate {m}
, !- Vertex 18 X-coordinate {m}
, !- Vertex 18 Y-coordinate {m}
, !- Vertex 18 Z-coordinate {m}
, !- Vertex 19 X-coordinate {m}
, !- Vertex 19 Y-coordinate {m}
, !- Vertex 19 Z-coordinate {m}
, !- Vertex 20 X-coordinate {m}
, !- Vertex 20 Y-coordinate {m}
; !- Vertex 20 Z-coordinate {m}
BuildingSurface:Detailed,
M-152-MDF_Srf_3, !- Name
Wall, !- Surface Type
Hole, !- Construction Name
M-152-MDF Thermal Zone, !- Zone Name
Surface, !- Outside Boundary Condition
M-201-ExgStorage_Srf_2, !- Outside Boundary Condition Object
NoSun, !- Sun Exposure
NoWind, !- Wind Exposure
, !- View Factor to Ground
4, !- Number of Vertices
46.651, !- Vertex 1 X-coordinate {m}
58.095, !- Vertex 1 Y-coordinate {m}
5.715, !- Vertex 1 Z-coordinate {m}
46.651, !- Vertex 2 X-coordinate {m}
58.095, !- Vertex 2 Y-coordinate {m}
2.819, !- Vertex 2 Z-coordinate {m}
50.079, !- Vertex 3 X-coordinate {m}
58.095, !- Vertex 3 Y-coordinate {m}
2.819, !- Vertex 3 Z-coordinate {m}
50.079, !- Vertex 4 X-coordinate {m}
58.095, !- Vertex 4 Y-coordinate {m}
5.715, !- Vertex 4 Z-coordinate {m}
, !- Vertex 5 X-coordinate {m}
, !- Vertex 5 Y-coordinate {m}
, !- Vertex 5 Z-coordinate {m}
, !- Vertex 6 X-coordinate {m}
, !- Vertex 6 Y-coordinate {m}
, !- Vertex 6 Z-coordinate {m}
, !- Vertex 7 X-coordinate {m}
, !- Vertex 7 Y-coordinate {m}
, !- Vertex 7 Z-coordinate {m}
, !- Vertex 8 X-coordinate {m}
, !- Vertex 8 Y-coordinate {m}
, !- Vertex 8 Z-coordinate {m}
, !- Vertex 9 X-coordinate {m}
, !- Vertex 9 Y-coordinate {m}
, !- Vertex 9 Z-coordinate {m}
, !- Vertex 10 X-coordinate {m}
, !- Vertex 10 Y-coordinate {m}
, !- Vertex 10 Z-coordinate {m}
, !- Vertex 11 X-coordinate {m}
, !- Vertex 11 Y-coordinate {m}
, !- Vertex 11 Z-coordinate {m}
, !- Vertex 12 X-coordinate {m}
, !- Vertex 12 Y-coordinate {m}
, !- Vertex 12 Z-coordinate {m}
, !- Vertex 13 X-coordinate {m}
, !- Vertex 13 Y-coordinate {m}
, !- Vertex 13 Z-coordinate {m}
, !- Vertex 14 X-coordinate {m}
, !- Vertex 14 Y-coordinate {m}
, !- Vertex 14 Z-coordinate {m}
, !- Vertex 15 X-coordinate {m}
, !- Vertex 15 Y-coordinate {m}
, !- Vertex 15 Z-coordinate {m}
, !- Vertex 16 X-coordinate {m}
, !- Vertex 16 Y-coordinate {m}
, !- Vertex 16 Z-coordinate {m}
, !- Vertex 17 X-coordinate {m}
, !- Vertex 17 Y-coordinate {m}
, !- Vertex 17 Z-coordinate {m}
, !- Vertex 18 X-coordinate {m}
, !- Vertex 18 Y-coordinate {m}
, !- Vertex 18 Z-coordinate {m}
, !- Vertex 19 X-coordinate {m}
, !- Vertex 19 Y-coordinate {m}
, !- Vertex 19 Z-coordinate {m}
, !- Vertex 20 X-coordinate {m}
, !- Vertex 20 Y-coordinate {m}
; !- Vertex 20 Z-coordinate {m}
BuildingSurface:Detailed,
M-152-MDF_Srf_4, !- Name
Wall, !- Surface Type
Hole, !- Construction Name
M-152-MDF Thermal Zone, !- Zone Name
Surface, !- Outside Boundary Condition
M-201-ExgStorage_Srf_1, !- Outside Boundary Condition Object
NoSun, !- Sun Exposure
NoWind, !- Wind Exposure
, !- View Factor to Ground
4, !- Number of Vertices
46.651, !- Vertex 1 X-coordinate {m}
61.783, !- Vertex 1 Y-coordinate {m}
5.715, !- Vertex 1 Z-coordinate {m}
46.651, !- Vertex 2 X-coordinate {m}
61.783, !- Vertex 2 Y-coordinate {m}
2.819, !- Vertex 2 Z-coordinate {m}
46.651, !- Vertex 3 X-coordinate {m}
58.095, !- Vertex 3 Y-coordinate {m}
2.819, !- Vertex 3 Z-coordinate {m}
46.651, !- Vertex 4 X-coordinate {m}
58.095, !- Vertex 4 Y-coordinate {m}
5.715, !- Vertex 4 Z-coordinate {m}
, !- Vertex 5 X-coordinate {m}
, !- Vertex 5 Y-coordinate {m}
, !- Vertex 5 Z-coordinate {m}
, !- Vertex 6 X-coordinate {m}
, !- Vertex 6 Y-coordinate {m}
, !- Vertex 6 Z-coordinate {m}
, !- Vertex 7 X-coordinate {m}
, !- Vertex 7 Y-coordinate {m}
, !- Vertex 7 Z-coordinate {m}
, !- Vertex 8 X-coordinate {m}
, !- Vertex 8 Y-coordinate {m}
, !- Vertex 8 Z-coordinate {m}
, !- Vertex 9 X-coordinate {m}
, !- Vertex 9 Y-coordinate {m}
, !- Vertex 9 Z-coordinate {m}
, !- Vertex 10 X-coordinate {m}
, !- Vertex 10 Y-coordinate {m}
, !- Vertex 10 Z-coordinate {m}
, !- Vertex 11 X-coordinate {m}
, !- Vertex 11 Y-coordinate {m}
, !- Vertex 11 Z-coordinate {m}
, !- Vertex 12 X-coordinate {m}
, !- Vertex 12 Y-coordinate {m}
, !- Vertex 12 Z-coordinate {m}
, !- Vertex 13 X-coordinate {m}
, !- Vertex 13 Y-coordinate {m}
, !- Vertex 13 Z-coordinate {m}
, !- Vertex 14 X-coordinate {m}
, !- Vertex 14 Y-coordinate {m}
, !- Vertex 14 Z-coordinate {m}
, !- Vertex 15 X-coordinate {m}
, !- Vertex 15 Y-coordinate {m}
, !- Vertex 15 Z-coordinate {m}
, !- Vertex 16 X-coordinate {m}
, !- Vertex 16 Y-coordinate {m}
, !- Vertex 16 Z-coordinate {m}
, !- Vertex 17 X-coordinate {m}
, !- Vertex 17 Y-coordinate {m}
, !- Vertex 17 Z-coordinate {m}
, !- Vertex 18 X-coordinate {m}
, !- Vertex 18 Y-coordinate {m}
, !- Vertex 18 Z-coordinate {m}
, !- Vertex 19 X-coordinate {m}
, !- Vertex 19 Y-coordinate {m}
, !- Vertex 19 Z-coordinate {m}
, !- Vertex 20 X-coordinate {m}
, !- Vertex 20 Y-coordinate {m}
; !- Vertex 20 Z-coordinate {m}
BuildingSurface:Detailed,
M-152-MDF_Srf_5, !- Name
Roof, !- Surface Type
Roof_BOH, !- Construction Name
M-152-MDF Thermal Zone, !- Zone Name
Outdoors, !- Outside Boundary Condition
, !- Outside Boundary Condition Object
SunExposed, !- Sun Exposure
WindExposed, !- Wind Exposure
, !- View Factor to Ground
4, !- Number of Vertices
46.651, !- Vertex 1 X-coordinate {m}
61.783, !- Vertex 1 Y-coordinate {m}
5.715, !- Vertex 1 Z-coordinate {m}
46.651, !- Vertex 2 X-coordinate {m}
58.095, !- Vertex 2 Y-coordinate {m}
5.715, !- Vertex 2 Z-coordinate {m}
50.079, !- Vertex 3 X-coordinate {m}
58.095, !- Vertex 3 Y-coordinate {m}
5.715, !- Vertex 3 Z-coordinate {m}
50.079, !- Vertex 4 X-coordinate {m}
61.783, !- Vertex 4 Y-coordinate {m}
5.715, !- Vertex 4 Z-coordinate {m}
, !- Vertex 5 X-coordinate {m}
, !- Vertex 5 Y-coordinate {m}
, !- Vertex 5 Z-coordinate {m}
, !- Vertex 6 X-coordinate {m}
, !- Vertex 6 Y-coordinate {m}
, !- Vertex 6 Z-coordinate {m}
, !- Vertex 7 X-coordinate {m}
, !- Vertex 7 Y-coordinate {m}
, !- Vertex 7 Z-coordinate {m}
, !- Vertex 8 X-coordinate {m}
, !- Vertex 8 Y-coordinate {m}
, !- Vertex 8 Z-coordinate {m}
, !- Vertex 9 X-coordinate {m}
, !- Vertex 9 Y-coordinate {m}
, !- Vertex 9 Z-coordinate {m}
, !- Vertex 10 X-coordinate {m}
, !- Vertex 10 Y-coordinate {m}
, !- Vertex 10 Z-coordinate {m}
, !- Vertex 11 X-coordinate {m}
, !- Vertex 11 Y-coordinate {m}
, !- Vertex 11 Z-coordinate {m}
, !- Vertex 12 X-coordinate {m}
, !- Vertex 12 Y-coordinate {m}
, !- Vertex 12 Z-coordinate {m}
, !- Vertex 13 X-coordinate {m}
, !- Vertex 13 Y-coordinate {m}
, !- Vertex 13 Z-coordinate {m}
, !- Vertex 14 X-coordinate {m}
, !- Vertex 14 Y-coordinate {m}
, !- Vertex 14 Z-coordinate {m}
, !- Vertex 15 X-coordinate {m}
, !- Vertex 15 Y-coordinate {m}
, !- Vertex 15 Z-coordinate {m}
, !- Vertex 16 X-coordinate {m}
, !- Vertex 16 Y-coordinate {m}
, !- Vertex 16 Z-coordinate {m}
, !- Vertex 17 X-coordinate {m}
, !- Vertex 17 Y-coordinate {m}
, !- Vertex 17 Z-coordinate {m}
, !- Vertex 18 X-coordinate {m}
, !- Vertex 18 Y-coordinate {m}
, !- Vertex 18 Z-coordinate {m}
, !- Vertex 19 X-coordinate {m}
, !- Vertex 19 Y-coordinate {m}
, !- Vertex 19 Z-coordinate {m}
, !- Vertex 20 X-coordinate {m}
, !- Vertex 20 Y-coordinate {m}
; !- Vertex 20 Z-coordinate {m}
BuildingSurface:Detailed,
M-153-CashRoom_Srf_0, !- Name
Floor, !- Surface Type
Hole, !- Construction Name
M-153-CashRoom Thermal Zone, !- Zone Name
outdoors, !- Outside Boundary Condition
, !- Outside Boundary Condition Object
SunExposed, !- Sun Exposure
WindExposed, !- Wind Exposure
, !- View Factor to Ground
4, !- Number of Vertices
45.041, !- Vertex 1 X-coordinate {m}
54.437, !- Vertex 1 Y-coordinate {m}
2.819, !- Vertex 1 Z-coordinate {m}
45.041, !- Vertex 2 X-coordinate {m}
50.963, !- Vertex 2 Y-coordinate {m}
2.819, !- Vertex 2 Z-coordinate {m}
42.552, !- Vertex 3 X-coordinate {m}
50.963, !- Vertex 3 Y-coordinate {m}
2.819, !- Vertex 3 Z-coordinate {m}
42.552, !- Vertex 4 X-coordinate {m}
54.437, !- Vertex 4 Y-coordinate {m}
2.819, !- Vertex 4 Z-coordinate {m}
, !- Vertex 5 X-coordinate {m}
, !- Vertex 5 Y-coordinate {m}
, !- Vertex 5 Z-coordinate {m}
, !- Vertex 6 X-coordinate {m}
, !- Vertex 6 Y-coordinate {m}
, !- Vertex 6 Z-coordinate {m}
, !- Vertex 7 X-coordinate {m}
, !- Vertex 7 Y-coordinate {m}
, !- Vertex 7 Z-coordinate {m}
, !- Vertex 8 X-coordinate {m}
, !- Vertex 8 Y-coordinate {m}
, !- Vertex 8 Z-coordinate {m}
, !- Vertex 9 X-coordinate {m}
, !- Vertex 9 Y-coordinate {m}
, !- Vertex 9 Z-coordinate {m}
, !- Vertex 10 X-coordinate {m}
, !- Vertex 10 Y-coordinate {m}
, !- Vertex 10 Z-coordinate {m}
, !- Vertex 11 X-coordinate {m}
, !- Vertex 11 Y-coordinate {m}
, !- Vertex 11 Z-coordinate {m}
, !- Vertex 12 X-coordinate {m}
, !- Vertex 12 Y-coordinate {m}
, !- Vertex 12 Z-coordinate {m}
, !- Vertex 13 X-coordinate {m}
, !- Vertex 13 Y-coordinate {m}
, !- Vertex 13 Z-coordinate {m}
, !- Vertex 14 X-coordinate {m}
, !- Vertex 14 Y-coordinate {m}
, !- Vertex 14 Z-coordinate {m}
, !- Vertex 15 X-coordinate {m}
, !- Vertex 15 Y-coordinate {m}
, !- Vertex 15 Z-coordinate {m}
, !- Vertex 16 X-coordinate {m}
, !- Vertex 16 Y-coordinate {m}
, !- Vertex 16 Z-coordinate {m}
, !- Vertex 17 X-coordinate {m}
, !- Vertex 17 Y-coordinate {m}
, !- Vertex 17 Z-coordinate {m}
, !- Vertex 18 X-coordinate {m}
, !- Vertex 18 Y-coordinate {m}
, !- Vertex 18 Z-coordinate {m}
, !- Vertex 19 X-coordinate {m}
, !- Vertex 19 Y-coordinate {m}
, !- Vertex 19 Z-coordinate {m}
, !- Vertex 20 X-coordinate {m}
, !- Vertex 20 Y-coordinate {m}
; !- Vertex 20 Z-coordinate {m}
BuildingSurface:Detailed,
M-153-CashRoom_Srf_1, !- Name
Wall, !- Surface Type
Hole, !- Construction Name
M-153-CashRoom Thermal Zone, !- Zone Name
Surface, !- Outside Boundary Condition
M-201-ExgStorage_Srf_15, !- Outside Boundary Condition Object
NoSun, !- Sun Exposure
NoWind, !- Wind Exposure
, !- View Factor to Ground
4, !- Number of Vertices
42.552, !- Vertex 1 X-coordinate {m}
54.437, !- Vertex 1 Y-coordinate {m}
5.715, !- Vertex 1 Z-coordinate {m}
42.552, !- Vertex 2 X-coordinate {m}
54.437, !- Vertex 2 Y-coordinate {m}
2.819, !- Vertex 2 Z-coordinate {m}
42.552, !- Vertex 3 X-coordinate {m}
50.963, !- Vertex 3 Y-coordinate {m}
2.819, !- Vertex 3 Z-coordinate {m}
42.552, !- Vertex 4 X-coordinate {m}
50.963, !- Vertex 4 Y-coordinate {m}
5.715, !- Vertex 4 Z-coordinate {m}
, !- Vertex 5 X-coordinate {m}
, !- Vertex 5 Y-coordinate {m}
, !- Vertex 5 Z-coordinate {m}
, !- Vertex 6 X-coordinate {m}
, !- Vertex 6 Y-coordinate {m}
, !- Vertex 6 Z-coordinate {m}
, !- Vertex 7 X-coordinate {m}
, !- Vertex 7 Y-coordinate {m}
, !- Vertex 7 Z-coordinate {m}
, !- Vertex 8 X-coordinate {m}
, !- Vertex 8 Y-coordinate {m}
, !- Vertex 8 Z-coordinate {m}
, !- Vertex 9 X-coordinate {m}
, !- Vertex 9 Y-coordinate {m}
, !- Vertex 9 Z-coordinate {m}
, !- Vertex 10 X-coordinate {m}
, !- Vertex 10 Y-coordinate {m}
, !- Vertex 10 Z-coordinate {m}
, !- Vertex 11 X-coordinate {m}
, !- Vertex 11 Y-coordinate {m}
, !- Vertex 11 Z-coordinate {m}
, !- Vertex 12 X-coordinate {m}
, !- Vertex 12 Y-coordinate {m}
, !- Vertex 12 Z-coordinate {m}
, !- Vertex 13 X-coordinate {m}
, !- Vertex 13 Y-coordinate {m}
, !- Vertex 13 Z-coordinate {m}
, !- Vertex 14 X-coordinate {m}
, !- Vertex 14 Y-coordinate {m}
, !- Vertex 14 Z-coordinate {m}
, !- Vertex 15 X-coordinate {m}
, !- Vertex 15 Y-coordinate {m}
, !- Vertex 15 Z-coordinate {m}
, !- Vertex 16 X-coordinate {m}
, !- Vertex 16 Y-coordinate {m}
, !- Vertex 16 Z-coordinate {m}
, !- Vertex 17 X-coordinate {m}
, !- Vertex 17 Y-coordinate {m}
, !- Vertex 17 Z-coordinate {m}
, !- Vertex 18 X-coordinate {m}
, !- Vertex 18 Y-coordinate {m}
, !- Vertex 18 Z-coordinate {m}
, !- Vertex 19 X-coordinate {m}
, !- Vertex 19 Y-coordinate {m}
, !- Vertex 19 Z-coordinate {m}
, !- Vertex 20 X-coordinate {m}
, !- Vertex 20 Y-coordinate {m}
; !- Vertex 20 Z-coordinate {m}
BuildingSurface:Detailed,
M-153-CashRoom_Srf_2, !- Name
Wall, !- Surface Type
Hole, !- Construction Name
M-153-CashRoom Thermal Zone, !- Zone Name
Surface, !- Outside Boundary Condition
M-201-ExgStorage_Srf_14, !- Outside Boundary Condition Object
NoSun, !- Sun Exposure
NoWind, !- Wind Exposure
, !- View Factor to Ground
4, !- Number of Vertices
45.041, !- Vertex 1 X-coordinate {m}
54.437, !- Vertex 1 Y-coordinate {m}
5.715, !- Vertex 1 Z-coordinate {m}
45.041, !- Vertex 2 X-coordinate {m}
54.437, !- Vertex 2 Y-coordinate {m}
2.819, !- Vertex 2 Z-coordinate {m}
42.552, !- Vertex 3 X-coordinate {m}
54.437, !- Vertex 3 Y-coordinate {m}
2.819, !- Vertex 3 Z-coordinate {m}
42.552, !- Vertex 4 X-coordinate {m}
54.437, !- Vertex 4 Y-coordinate {m}
5.715, !- Vertex 4 Z-coordinate {m}
, !- Vertex 5 X-coordinate {m}
, !- Vertex 5 Y-coordinate {m}
, !- Vertex 5 Z-coordinate {m}
, !- Vertex 6 X-coordinate {m}
, !- Vertex 6 Y-coordinate {m}
, !- Vertex 6 Z-coordinate {m}
, !- Vertex 7 X-coordinate {m}
, !- Vertex 7 Y-coordinate {m}
, !- Vertex 7 Z-coordinate {m}
, !- Vertex 8 X-coordinate {m}
, !- Vertex 8 Y-coordinate {m}
, !- Vertex 8 Z-coordinate {m}
, !- Vertex 9 X-coordinate {m}
, !- Vertex 9 Y-coordinate {m}
, !- Vertex 9 Z-coordinate {m}
, !- Vertex 10 X-coordinate {m}
, !- Vertex 10 Y-coordinate {m}
, !- Vertex 10 Z-coordinate {m}
, !- Vertex 11 X-coordinate {m}
, !- Vertex 11 Y-coordinate {m}
, !- Vertex 11 Z-coordinate {m}
, !- Vertex 12 X-coordinate {m}
, !- Vertex 12 Y-coordinate {m}
, !- Vertex 12 Z-coordinate {m}
, !- Vertex 13 X-coordinate {m}
, !- Vertex 13 Y-coordinate {m}
, !- Vertex 13 Z-coordinate {m}
, !- Vertex 14 X-coordinate {m}
, !- Vertex 14 Y-coordinate {m}
, !- Vertex 14 Z-coordinate {m}
, !- Vertex 15 X-coordinate {m}
, !- Vertex 15 Y-coordinate {m}
, !- Vertex 15 Z-coordinate {m}
, !- Vertex 16 X-coordinate {m}
, !- Vertex 16 Y-coordinate {m}
, !- Vertex 16 Z-coordinate {m}
, !- Vertex 17 X-coordinate {m}
, !- Vertex 17 Y-coordinate {m}
, !- Vertex 17 Z-coordinate {m}
, !- Vertex 18 X-coordinate {m}
, !- Vertex 18 Y-coordinate {m}
, !- Vertex 18 Z-coordinate {m}
, !- Vertex 19 X-coordinate {m}
, !- Vertex 19 Y-coordinate {m}
, !- Vertex 19 Z-coordinate {m}
, !- Vertex 20 X-coordinate {m}
, !- Vertex 20 Y-coordinate {m}
; !- Vertex 20 Z-coordinate {m}
BuildingSurface:Detailed,
M-153-CashRoom_Srf_3, !- Name
Wall, !- Surface Type
Hole, !- Construction Name
M-153-CashRoom Thermal Zone, !- Zone Name
Surface, !- Outside Boundary Condition
M-154-ExgOffice_Srf_3, !- Outside Boundary Condition Object
NoSun, !- Sun Exposure
NoWind, !- Wind Exposure
, !- View Factor to Ground
4, !- Number of Vertices
45.041, !- Vertex 1 X-coordinate {m}
50.963, !- Vertex 1 Y-coordinate {m}
5.715, !- Vertex 1 Z-coordinate {m}
45.041, !- Vertex 2 X-coordinate {m}
50.963, !- Vertex 2 Y-coordinate {m}
2.819, !- Vertex 2 Z-coordinate {m}
45.041, !- Vertex 3 X-coordinate {m}
54.437, !- Vertex 3 Y-coordinate {m}
2.819, !- Vertex 3 Z-coordinate {m}
45.041, !- Vertex 4 X-coordinate {m}
54.437, !- Vertex 4 Y-coordinate {m}
5.715, !- Vertex 4 Z-coordinate {m}
, !- Vertex 5 X-coordinate {m}
, !- Vertex 5 Y-coordinate {m}
, !- Vertex 5 Z-coordinate {m}
, !- Vertex 6 X-coordinate {m}
, !- Vertex 6 Y-coordinate {m}
, !- Vertex 6 Z-coordinate {m}
, !- Vertex 7 X-coordinate {m}
, !- Vertex 7 Y-coordinate {m}
, !- Vertex 7 Z-coordinate {m}
, !- Vertex 8 X-coordinate {m}
, !- Vertex 8 Y-coordinate {m}
, !- Vertex 8 Z-coordinate {m}
, !- Vertex 9 X-coordinate {m}
, !- Vertex 9 Y-coordinate {m}
, !- Vertex 9 Z-coordinate {m}
, !- Vertex 10 X-coordinate {m}
, !- Vertex 10 Y-coordinate {m}
, !- Vertex 10 Z-coordinate {m}
, !- Vertex 11 X-coordinate {m}
, !- Vertex 11 Y-coordinate {m}
, !- Vertex 11 Z-coordinate {m}
, !- Vertex 12 X-coordinate {m}
, !- Vertex 12 Y-coordinate {m}
, !- Vertex 12 Z-coordinate {m}
, !- Vertex 13 X-coordinate {m}
, !- Vertex 13 Y-coordinate {m}
, !- Vertex 13 Z-coordinate {m}
, !- Vertex 14 X-coordinate {m}
, !- Vertex 14 Y-coordinate {m}
, !- Vertex 14 Z-coordinate {m}
, !- Vertex 15 X-coordinate {m}
, !- Vertex 15 Y-coordinate {m}
, !- Vertex 15 Z-coordinate {m}
, !- Vertex 16 X-coordinate {m}
, !- Vertex 16 Y-coordinate {m}
, !- Vertex 16 Z-coordinate {m}
, !- Vertex 17 X-coordinate {m}
, !- Vertex 17 Y-coordinate {m}
, !- Vertex 17 Z-coordinate {m}
, !- Vertex 18 X-coordinate {m}
, !- Vertex 18 Y-coordinate {m}
, !- Vertex 18 Z-coordinate {m}
, !- Vertex 19 X-coordinate {m}
, !- Vertex 19 Y-coordinate {m}
, !- Vertex 19 Z-coordinate {m}
, !- Vertex 20 X-coordinate {m}
, !- Vertex 20 Y-coordinate {m}
; !- Vertex 20 Z-coordinate {m}
BuildingSurface:Detailed,
M-153-CashRoom_Srf_4, !- Name
Wall, !- Surface Type
Wall_Exterior, !- Construction Name
M-153-CashRoom Thermal Zone, !- Zone Name
Outdoors, !- Outside Boundary Condition
, !- Outside Boundary Condition Object
SunExposed, !- Sun Exposure
WindExposed, !- Wind Exposure
, !- View Factor to Ground
4, !- Number of Vertices
42.552, !- Vertex 1 X-coordinate {m}
50.963, !- Vertex 1 Y-coordinate {m}
5.715, !- Vertex 1 Z-coordinate {m}
42.552, !- Vertex 2 X-coordinate {m}
50.963, !- Vertex 2 Y-coordinate {m}
2.819, !- Vertex 2 Z-coordinate {m}
45.041, !- Vertex 3 X-coordinate {m}
50.963, !- Vertex 3 Y-coordinate {m}
2.819, !- Vertex 3 Z-coordinate {m}
45.041, !- Vertex 4 X-coordinate {m}
50.963, !- Vertex 4 Y-coordinate {m}
5.715, !- Vertex 4 Z-coordinate {m}
, !- Vertex 5 X-coordinate {m}
, !- Vertex 5 Y-coordinate {m}
, !- Vertex 5 Z-coordinate {m}
, !- Vertex 6 X-coordinate {m}
, !- Vertex 6 Y-coordinate {m}
, !- Vertex 6 Z-coordinate {m}
, !- Vertex 7 X-coordinate {m}
, !- Vertex 7 Y-coordinate {m}
, !- Vertex 7 Z-coordinate {m}
, !- Vertex 8 X-coordinate {m}
, !- Vertex 8 Y-coordinate {m}
, !- Vertex 8 Z-coordinate {m}
, !- Vertex 9 X-coordinate {m}
, !- Vertex 9 Y-coordinate {m}
, !- Vertex 9 Z-coordinate {m}
, !- Vertex 10 X-coordinate {m}
, !- Vertex 10 Y-coordinate {m}
, !- Vertex 10 Z-coordinate {m}
, !- Vertex 11 X-coordinate {m}
, !- Vertex 11 Y-coordinate {m}
, !- Vertex 11 Z-coordinate {m}
, !- Vertex 12 X-coordinate {m}
, !- Vertex 12 Y-coordinate {m}
, !- Vertex 12 Z-coordinate {m}
, !- Vertex 13 X-coordinate {m}
, !- Vertex 13 Y-coordinate {m}
, !- Vertex 13 Z-coordinate {m}
, !- Vertex 14 X-coordinate {m}
, !- Vertex 14 Y-coordinate {m}
, !- Vertex 14 Z-coordinate {m}
, !- Vertex 15 X-coordinate {m}
, !- Vertex 15 Y-coordinate {m}
, !- Vertex 15 Z-coordinate {m}
, !- Vertex 16 X-coordinate {m}
, !- Vertex 16 Y-coordinate {m}
, !- Vertex 16 Z-coordinate {m}
, !- Vertex 17 X-coordinate {m}
, !- Vertex 17 Y-coordinate {m}
, !- Vertex 17 Z-coordinate {m}
, !- Vertex 18 X-coordinate {m}
, !- Vertex 18 Y-coordinate {m}
, !- Vertex 18 Z-coordinate {m}
, !- Vertex 19 X-coordinate {m}
, !- Vertex 19 Y-coordinate {m}
, !- Vertex 19 Z-coordinate {m}
, !- Vertex 20 X-coordinate {m}
, !- Vertex 20 Y-coordinate {m}
; !- Vertex 20 Z-coordinate {m}
BuildingSurface:Detailed,
M-153-CashRoom_Srf_5, !- Name
Roof, !- Surface Type
Roof_BOH, !- Construction Name
M-153-CashRoom Thermal Zone, !- Zone Name
Outdoors, !- Outside Boundary Condition
, !- Outside Boundary Condition Object
SunExposed, !- Sun Exposure
WindExposed, !- Wind Exposure
, !- View Factor to Ground
4, !- Number of Vertices
42.552, !- Vertex 1 X-coordinate {m}
54.437, !- Vertex 1 Y-coordinate {m}
5.715, !- Vertex 1 Z-coordinate {m}
42.552, !- Vertex 2 X-coordinate {m}
50.963, !- Vertex 2 Y-coordinate {m}
5.715, !- Vertex 2 Z-coordinate {m}
45.041, !- Vertex 3 X-coordinate {m}
50.963, !- Vertex 3 Y-coordinate {m}
5.715, !- Vertex 3 Z-coordinate {m}
45.041, !- Vertex 4 X-coordinate {m}
54.437, !- Vertex 4 Y-coordinate {m}
5.715, !- Vertex 4 Z-coordinate {m}
, !- Vertex 5 X-coordinate {m}
, !- Vertex 5 Y-coordinate {m}
, !- Vertex 5 Z-coordinate {m}
, !- Vertex 6 X-coordinate {m}
, !- Vertex 6 Y-coordinate {m}
, !- Vertex 6 Z-coordinate {m}
, !- Vertex 7 X-coordinate {m}
, !- Vertex 7 Y-coordinate {m}
, !- Vertex 7 Z-coordinate {m}
, !- Vertex 8 X-coordinate {m}
, !- Vertex 8 Y-coordinate {m}
, !- Vertex 8 Z-coordinate {m}
, !- Vertex 9 X-coordinate {m}
, !- Vertex 9 Y-coordinate {m}
, !- Vertex 9 Z-coordinate {m}
, !- Vertex 10 X-coordinate {m}
, !- Vertex 10 Y-coordinate {m}
, !- Vertex 10 Z-coordinate {m}
, !- Vertex 11 X-coordinate {m}
, !- Vertex 11 Y-coordinate {m}
, !- Vertex 11 Z-coordinate {m}
, !- Vertex 12 X-coordinate {m}
, !- Vertex 12 Y-coordinate {m}
, !- Vertex 12 Z-coordinate {m}
, !- Vertex 13 X-coordinate {m}
, !- Vertex 13 Y-coordinate {m}
, !- Vertex 13 Z-coordinate {m}
, !- Vertex 14 X-coordinate {m}
, !- Vertex 14 Y-coordinate {m}
, !- Vertex 14 Z-coordinate {m}
, !- Vertex 15 X-coordinate {m}
, !- Vertex 15 Y-coordinate {m}
, !- Vertex 15 Z-coordinate {m}
, !- Vertex 16 X-coordinate {m}
, !- Vertex 16 Y-coordinate {m}
, !- Vertex 16 Z-coordinate {m}
, !- Vertex 17 X-coordinate {m}
, !- Vertex 17 Y-coordinate {m}
, !- Vertex 17 Z-coordinate {m}
, !- Vertex 18 X-coordinate {m}
, !- Vertex 18 Y-coordinate {m}
, !- Vertex 18 Z-coordinate {m}
, !- Vertex 19 X-coordinate {m}
, !- Vertex 19 Y-coordinate {m}
, !- Vertex 19 Z-coordinate {m}
, !- Vertex 20 X-coordinate {m}
, !- Vertex 20 Y-coordinate {m}
; !- Vertex 20 Z-coordinate {m}
BuildingSurface:Detailed,
M-154-ExgOffice_Srf_0, !- Name
Floor, !- Surface Type
Hole, !- Construction Name
M-154-ExgOffice Thermal Zone, !- Zone Name
outdoors, !- Outside Boundary Condition
, !- Outside Boundary Condition Object
SunExposed, !- Sun Exposure
WindExposed, !- Wind Exposure
, !- View Factor to Ground
4, !- Number of Vertices
47.163, !- Vertex 1 X-coordinate {m}
54.437, !- Vertex 1 Y-coordinate {m}
2.819, !- Vertex 1 Z-coordinate {m}
47.163, !- Vertex 2 X-coordinate {m}
50.963, !- Vertex 2 Y-coordinate {m}
2.819, !- Vertex 2 Z-coordinate {m}
45.041, !- Vertex 3 X-coordinate {m}
50.963, !- Vertex 3 Y-coordinate {m}
2.819, !- Vertex 3 Z-coordinate {m}
45.041, !- Vertex 4 X-coordinate {m}
54.437, !- Vertex 4 Y-coordinate {m}
2.819, !- Vertex 4 Z-coordinate {m}
, !- Vertex 5 X-coordinate {m}
, !- Vertex 5 Y-coordinate {m}
, !- Vertex 5 Z-coordinate {m}
, !- Vertex 6 X-coordinate {m}
, !- Vertex 6 Y-coordinate {m}
, !- Vertex 6 Z-coordinate {m}
, !- Vertex 7 X-coordinate {m}
, !- Vertex 7 Y-coordinate {m}
, !- Vertex 7 Z-coordinate {m}
, !- Vertex 8 X-coordinate {m}
, !- Vertex 8 Y-coordinate {m}
, !- Vertex 8 Z-coordinate {m}
, !- Vertex 9 X-coordinate {m}
, !- Vertex 9 Y-coordinate {m}
, !- Vertex 9 Z-coordinate {m}
, !- Vertex 10 X-coordinate {m}
, !- Vertex 10 Y-coordinate {m}
, !- Vertex 10 Z-coordinate {m}
, !- Vertex 11 X-coordinate {m}
, !- Vertex 11 Y-coordinate {m}
, !- Vertex 11 Z-coordinate {m}
, !- Vertex 12 X-coordinate {m}
, !- Vertex 12 Y-coordinate {m}
, !- Vertex 12 Z-coordinate {m}
, !- Vertex 13 X-coordinate {m}
, !- Vertex 13 Y-coordinate {m}
, !- Vertex 13 Z-coordinate {m}
, !- Vertex 14 X-coordinate {m}
, !- Vertex 14 Y-coordinate {m}
, !- Vertex 14 Z-coordinate {m}
, !- Vertex 15 X-coordinate {m}
, !- Vertex 15 Y-coordinate {m}
, !- Vertex 15 Z-coordinate {m}
, !- Vertex 16 X-coordinate {m}
, !- Vertex 16 Y-coordinate {m}
, !- Vertex 16 Z-coordinate {m}
, !- Vertex 17 X-coordinate {m}
, !- Vertex 17 Y-coordinate {m}
, !- Vertex 17 Z-coordinate {m}
, !- Vertex 18 X-coordinate {m}
, !- Vertex 18 Y-coordinate {m}
, !- Vertex 18 Z-coordinate {m}
, !- Vertex 19 X-coordinate {m}
, !- Vertex 19 Y-coordinate {m}
, !- Vertex 19 Z-coordinate {m}
, !- Vertex 20 X-coordinate {m}
, !- Vertex 20 Y-coordinate {m}
; !- Vertex 20 Z-coordinate {m}
BuildingSurface:Detailed,
M-154-ExgOffice_Srf_1, !- Name
Wall, !- Surface Type
Hole, !- Construction Name
M-154-ExgOffice Thermal Zone, !- Zone Name
Surface, !- Outside Boundary Condition
M-155-ExgOffice_Srf_3, !- Outside Boundary Condition Object
NoSun, !- Sun Exposure
NoWind, !- Wind Exposure
, !- View Factor to Ground
4, !- Number of Vertices
47.163, !- Vertex 1 X-coordinate {m}
50.963, !- Vertex 1 Y-coordinate {m}
5.715, !- Vertex 1 Z-coordinate {m}
47.163, !- Vertex 2 X-coordinate {m}
50.963, !- Vertex 2 Y-coordinate {m}
2.819, !- Vertex 2 Z-coordinate {m}
47.163, !- Vertex 3 X-coordinate {m}
54.437, !- Vertex 3 Y-coordinate {m}
2.819, !- Vertex 3 Z-coordinate {m}
47.163, !- Vertex 4 X-coordinate {m}
54.437, !- Vertex 4 Y-coordinate {m}
5.715, !- Vertex 4 Z-coordinate {m}
, !- Vertex 5 X-coordinate {m}
, !- Vertex 5 Y-coordinate {m}
, !- Vertex 5 Z-coordinate {m}
, !- Vertex 6 X-coordinate {m}
, !- Vertex 6 Y-coordinate {m}
, !- Vertex 6 Z-coordinate {m}
, !- Vertex 7 X-coordinate {m}
, !- Vertex 7 Y-coordinate {m}
, !- Vertex 7 Z-coordinate {m}
, !- Vertex 8 X-coordinate {m}
, !- Vertex 8 Y-coordinate {m}
, !- Vertex 8 Z-coordinate {m}
, !- Vertex 9 X-coordinate {m}
, !- Vertex 9 Y-coordinate {m}
, !- Vertex 9 Z-coordinate {m}
, !- Vertex 10 X-coordinate {m}
, !- Vertex 10 Y-coordinate {m}
, !- Vertex 10 Z-coordinate {m}
, !- Vertex 11 X-coordinate {m}
, !- Vertex 11 Y-coordinate {m}
, !- Vertex 11 Z-coordinate {m}
, !- Vertex 12 X-coordinate {m}
, !- Vertex 12 Y-coordinate {m}
, !- Vertex 12 Z-coordinate {m}
, !- Vertex 13 X-coordinate {m}
, !- Vertex 13 Y-coordinate {m}
, !- Vertex 13 Z-coordinate {m}
, !- Vertex 14 X-coordinate {m}
, !- Vertex 14 Y-coordinate {m}
, !- Vertex 14 Z-coordinate {m}
, !- Vertex 15 X-coordinate {m}
, !- Vertex 15 Y-coordinate {m}
, !- Vertex 15 Z-coordinate {m}
, !- Vertex 16 X-coordinate {m}
, !- Vertex 16 Y-coordinate {m}
, !- Vertex 16 Z-coordinate {m}
, !- Vertex 17 X-coordinate {m}
, !- Vertex 17 Y-coordinate {m}
, !- Vertex 17 Z-coordinate {m}
, !- Vertex 18 X-coordinate {m}
, !- Vertex 18 Y-coordinate {m}
, !- Vertex 18 Z-coordinate {m}
, !- Vertex 19 X-coordinate {m}
, !- Vertex 19 Y-coordinate {m}
, !- Vertex 19 Z-coordinate {m}
, !- Vertex 20 X-coordinate {m}
, !- Vertex 20 Y-coordinate {m}
; !- Vertex 20 Z-coordinate {m}
BuildingSurface:Detailed,
M-154-ExgOffice_Srf_2, !- Name
Wall, !- Surface Type
Wall_Exterior, !- Construction Name
M-154-ExgOffice Thermal Zone, !- Zone Name
Outdoors, !- Outside Boundary Condition
, !- Outside Boundary Condition Object
SunExposed, !- Sun Exposure
WindExposed, !- Wind Exposure
, !- View Factor to Ground
4, !- Number of Vertices
45.041, !- Vertex 1 X-coordinate {m}
50.963, !- Vertex 1 Y-coordinate {m}
5.715, !- Vertex 1 Z-coordinate {m}
45.041, !- Vertex 2 X-coordinate {m}
50.963, !- Vertex 2 Y-coordinate {m}
2.819, !- Vertex 2 Z-coordinate {m}
47.163, !- Vertex 3 X-coordinate {m}
50.963, !- Vertex 3 Y-coordinate {m}
2.819, !- Vertex 3 Z-coordinate {m}
47.163, !- Vertex 4 X-coordinate {m}
50.963, !- Vertex 4 Y-coordinate {m}
5.715, !- Vertex 4 Z-coordinate {m}
, !- Vertex 5 X-coordinate {m}
, !- Vertex 5 Y-coordinate {m}
, !- Vertex 5 Z-coordinate {m}
, !- Vertex 6 X-coordinate {m}
, !- Vertex 6 Y-coordinate {m}
, !- Vertex 6 Z-coordinate {m}
, !- Vertex 7 X-coordinate {m}
, !- Vertex 7 Y-coordinate {m}
, !- Vertex 7 Z-coordinate {m}
, !- Vertex 8 X-coordinate {m}
, !- Vertex 8 Y-coordinate {m}
, !- Vertex 8 Z-coordinate {m}
, !- Vertex 9 X-coordinate {m}
, !- Vertex 9 Y-coordinate {m}
, !- Vertex 9 Z-coordinate {m}
, !- Vertex 10 X-coordinate {m}
, !- Vertex 10 Y-coordinate {m}
, !- Vertex 10 Z-coordinate {m}
, !- Vertex 11 X-coordinate {m}
, !- Vertex 11 Y-coordinate {m}
, !- Vertex 11 Z-coordinate {m}
, !- Vertex 12 X-coordinate {m}
, !- Vertex 12 Y-coordinate {m}
, !- Vertex 12 Z-coordinate {m}
, !- Vertex 13 X-coordinate {m}
, !- Vertex 13 Y-coordinate {m}
, !- Vertex 13 Z-coordinate {m}
, !- Vertex 14 X-coordinate {m}
, !- Vertex 14 Y-coordinate {m}
, !- Vertex 14 Z-coordinate {m}
, !- Vertex 15 X-coordinate {m}
, !- Vertex 15 Y-coordinate {m}
, !- Vertex 15 Z-coordinate {m}
, !- Vertex 16 X-coordinate {m}
, !- Vertex 16 Y-coordinate {m}
, !- Vertex 16 Z-coordinate {m}
, !- Vertex 17 X-coordinate {m}
, !- Vertex 17 Y-coordinate {m}
, !- Vertex 17 Z-coordinate {m}
, !- Vertex 18 X-coordinate {m}
, !- Vertex 18 Y-coordinate {m}
, !- Vertex 18 Z-coordinate {m}
, !- Vertex 19 X-coordinate {m}
, !- Vertex 19 Y-coordinate {m}
, !- Vertex 19 Z-coordinate {m}
, !- Vertex 20 X-coordinate {m}
, !- Vertex 20 Y-coordinate {m}
; !- Vertex 20 Z-coordinate {m}
BuildingSurface:Detailed,
M-154-ExgOffice_Srf_3, !- Name
Wall, !- Surface Type
Hole, !- Construction Name
M-154-ExgOffice Thermal Zone, !- Zone Name
Surface, !- Outside Boundary Condition
M-153-CashRoom_Srf_3, !- Outside Boundary Condition Object
NoSun, !- Sun Exposure
NoWind, !- Wind Exposure
, !- View Factor to Ground
4, !- Number of Vertices
45.041, !- Vertex 1 X-coordinate {m}
54.437, !- Vertex 1 Y-coordinate {m}
5.715, !- Vertex 1 Z-coordinate {m}
45.041, !- Vertex 2 X-coordinate {m}
54.437, !- Vertex 2 Y-coordinate {m}
2.819, !- Vertex 2 Z-coordinate {m}
45.041, !- Vertex 3 X-coordinate {m}
50.963, !- Vertex 3 Y-coordinate {m}
2.819, !- Vertex 3 Z-coordinate {m}
45.041, !- Vertex 4 X-coordinate {m}
50.963, !- Vertex 4 Y-coordinate {m}
5.715, !- Vertex 4 Z-coordinate {m}
, !- Vertex 5 X-coordinate {m}
, !- Vertex 5 Y-coordinate {m}
, !- Vertex 5 Z-coordinate {m}
, !- Vertex 6 X-coordinate {m}
, !- Vertex 6 Y-coordinate {m}
, !- Vertex 6 Z-coordinate {m}
, !- Vertex 7 X-coordinate {m}
, !- Vertex 7 Y-coordinate {m}
, !- Vertex 7 Z-coordinate {m}
, !- Vertex 8 X-coordinate {m}
, !- Vertex 8 Y-coordinate {m}
, !- Vertex 8 Z-coordinate {m}
, !- Vertex 9 X-coordinate {m}
, !- Vertex 9 Y-coordinate {m}
, !- Vertex 9 Z-coordinate {m}
, !- Vertex 10 X-coordinate {m}
, !- Vertex 10 Y-coordinate {m}
, !- Vertex 10 Z-coordinate {m}
, !- Vertex 11 X-coordinate {m}
, !- Vertex 11 Y-coordinate {m}
, !- Vertex 11 Z-coordinate {m}
, !- Vertex 12 X-coordinate {m}
, !- Vertex 12 Y-coordinate {m}
, !- Vertex 12 Z-coordinate {m}
, !- Vertex 13 X-coordinate {m}
, !- Vertex 13 Y-coordinate {m}
, !- Vertex 13 Z-coordinate {m}
, !- Vertex 14 X-coordinate {m}
, !- Vertex 14 Y-coordinate {m}
, !- Vertex 14 Z-coordinate {m}
, !- Vertex 15 X-coordinate {m}
, !- Vertex 15 Y-coordinate {m}
, !- Vertex 15 Z-coordinate {m}
, !- Vertex 16 X-coordinate {m}
, !- Vertex 16 Y-coordinate {m}
, !- Vertex 16 Z-coordinate {m}
, !- Vertex 17 X-coordinate {m}
, !- Vertex 17 Y-coordinate {m}
, !- Vertex 17 Z-coordinate {m}
, !- Vertex 18 X-coordinate {m}
, !- Vertex 18 Y-coordinate {m}
, !- Vertex 18 Z-coordinate {m}
, !- Vertex 19 X-coordinate {m}
, !- Vertex 19 Y-coordinate {m}
, !- Vertex 19 Z-coordinate {m}
, !- Vertex 20 X-coordinate {m}
, !- Vertex 20 Y-coordinate {m}
; !- Vertex 20 Z-coordinate {m}
BuildingSurface:Detailed,
M-154-ExgOffice_Srf_4, !- Name
Wall, !- Surface Type
Hole, !- Construction Name
M-154-ExgOffice Thermal Zone, !- Zone Name
Surface, !- Outside Boundary Condition
M-201-ExgStorage_Srf_13, !- Outside Boundary Condition Object
NoSun, !- Sun Exposure
NoWind, !- Wind Exposure
, !- View Factor to Ground
4, !- Number of Vertices
47.163, !- Vertex 1 X-coordinate {m}
54.437, !- Vertex 1 Y-coordinate {m}
5.715, !- Vertex 1 Z-coordinate {m}
47.163, !- Vertex 2 X-coordinate {m}
54.437, !- Vertex 2 Y-coordinate {m}
2.819, !- Vertex 2 Z-coordinate {m}
45.041, !- Vertex 3 X-coordinate {m}
54.437, !- Vertex 3 Y-coordinate {m}
2.819, !- Vertex 3 Z-coordinate {m}
45.041, !- Vertex 4 X-coordinate {m}
54.437, !- Vertex 4 Y-coordinate {m}
5.715, !- Vertex 4 Z-coordinate {m}
, !- Vertex 5 X-coordinate {m}
, !- Vertex 5 Y-coordinate {m}
, !- Vertex 5 Z-coordinate {m}
, !- Vertex 6 X-coordinate {m}
, !- Vertex 6 Y-coordinate {m}
, !- Vertex 6 Z-coordinate {m}
, !- Vertex 7 X-coordinate {m}
, !- Vertex 7 Y-coordinate {m}
, !- Vertex 7 Z-coordinate {m}
, !- Vertex 8 X-coordinate {m}
, !- Vertex 8 Y-coordinate {m}
, !- Vertex 8 Z-coordinate {m}
, !- Vertex 9 X-coordinate {m}
, !- Vertex 9 Y-coordinate {m}
, !- Vertex 9 Z-coordinate {m}
, !- Vertex 10 X-coordinate {m}
, !- Vertex 10 Y-coordinate {m}
, !- Vertex 10 Z-coordinate {m}
, !- Vertex 11 X-coordinate {m}
, !- Vertex 11 Y-coordinate {m}
, !- Vertex 11 Z-coordinate {m}
, !- Vertex 12 X-coordinate {m}
, !- Vertex 12 Y-coordinate {m}
, !- Vertex 12 Z-coordinate {m}
, !- Vertex 13 X-coordinate {m}
, !- Vertex 13 Y-coordinate {m}
, !- Vertex 13 Z-coordinate {m}
, !- Vertex 14 X-coordinate {m}
, !- Vertex 14 Y-coordinate {m}
, !- Vertex 14 Z-coordinate {m}
, !- Vertex 15 X-coordinate {m}
, !- Vertex 15 Y-coordinate {m}
, !- Vertex 15 Z-coordinate {m}
, !- Vertex 16 X-coordinate {m}
, !- Vertex 16 Y-coordinate {m}
, !- Vertex 16 Z-coordinate {m}
, !- Vertex 17 X-coordinate {m}
, !- Vertex 17 Y-coordinate {m}
, !- Vertex 17 Z-coordinate {m}
, !- Vertex 18 X-coordinate {m}
, !- Vertex 18 Y-coordinate {m}
, !- Vertex 18 Z-coordinate {m}
, !- Vertex 19 X-coordinate {m}
, !- Vertex 19 Y-coordinate {m}
, !- Vertex 19 Z-coordinate {m}
, !- Vertex 20 X-coordinate {m}
, !- Vertex 20 Y-coordinate {m}
; !- Vertex 20 Z-coordinate {m}
BuildingSurface:Detailed,
M-154-ExgOffice_Srf_5, !- Name
Roof, !- Surface Type
Roof_BOH, !- Construction Name
M-154-ExgOffice Thermal Zone, !- Zone Name
Outdoors, !- Outside Boundary Condition
, !- Outside Boundary Condition Object
SunExposed, !- Sun Exposure
WindExposed, !- Wind Exposure
, !- View Factor to Ground
4, !- Number of Vertices
45.041, !- Vertex 1 X-coordinate {m}
54.437, !- Vertex 1 Y-coordinate {m}
5.715, !- Vertex 1 Z-coordinate {m}
45.041, !- Vertex 2 X-coordinate {m}
50.963, !- Vertex 2 Y-coordinate {m}
5.715, !- Vertex 2 Z-coordinate {m}
47.163, !- Vertex 3 X-coordinate {m}
50.963, !- Vertex 3 Y-coordinate {m}
5.715, !- Vertex 3 Z-coordinate {m}
47.163, !- Vertex 4 X-coordinate {m}
54.437, !- Vertex 4 Y-coordinate {m}
5.715, !- Vertex 4 Z-coordinate {m}
, !- Vertex 5 X-coordinate {m}
, !- Vertex 5 Y-coordinate {m}
, !- Vertex 5 Z-coordinate {m}
, !- Vertex 6 X-coordinate {m}
, !- Vertex 6 Y-coordinate {m}
, !- Vertex 6 Z-coordinate {m}
, !- Vertex 7 X-coordinate {m}
, !- Vertex 7 Y-coordinate {m}
, !- Vertex 7 Z-coordinate {m}
, !- Vertex 8 X-coordinate {m}
, !- Vertex 8 Y-coordinate {m}
, !- Vertex 8 Z-coordinate {m}
, !- Vertex 9 X-coordinate {m}
, !- Vertex 9 Y-coordinate {m}
, !- Vertex 9 Z-coordinate {m}
, !- Vertex 10 X-coordinate {m}
, !- Vertex 10 Y-coordinate {m}
, !- Vertex 10 Z-coordinate {m}
, !- Vertex 11 X-coordinate {m}
, !- Vertex 11 Y-coordinate {m}
, !- Vertex 11 Z-coordinate {m}
, !- Vertex 12 X-coordinate {m}
, !- Vertex 12 Y-coordinate {m}
, !- Vertex 12 Z-coordinate {m}
, !- Vertex 13 X-coordinate {m}
, !- Vertex 13 Y-coordinate {m}
, !- Vertex 13 Z-coordinate {m}
, !- Vertex 14 X-coordinate {m}
, !- Vertex 14 Y-coordinate {m}
, !- Vertex 14 Z-coordinate {m}
, !- Vertex 15 X-coordinate {m}
, !- Vertex 15 Y-coordinate {m}
, !- Vertex 15 Z-coordinate {m}
, !- Vertex 16 X-coordinate {m}
, !- Vertex 16 Y-coordinate {m}
, !- Vertex 16 Z-coordinate {m}
, !- Vertex 17 X-coordinate {m}
, !- Vertex 17 Y-coordinate {m}
, !- Vertex 17 Z-coordinate {m}
, !- Vertex 18 X-coordinate {m}
, !- Vertex 18 Y-coordinate {m}
, !- Vertex 18 Z-coordinate {m}
, !- Vertex 19 X-coordinate {m}
, !- Vertex 19 Y-coordinate {m}
, !- Vertex 19 Z-coordinate {m}
, !- Vertex 20 X-coordinate {m}
, !- Vertex 20 Y-coordinate {m}
; !- Vertex 20 Z-coordinate {m}
BuildingSurface:Detailed,
M-155-ExgOffice_Srf_0, !- Name
Floor, !- Surface Type
Hole, !- Construction Name
M-155-ExgOffice Thermal Zone, !- Zone Name
outdoors, !- Outside Boundary Condition
, !- Outside Boundary Condition Object
SunExposed, !- Sun Exposure
WindExposed, !- Wind Exposure
, !- View Factor to Ground
4, !- Number of Vertices
49.468, !- Vertex 1 X-coordinate {m}
54.437, !- Vertex 1 Y-coordinate {m}
2.819, !- Vertex 1 Z-coordinate {m}
49.468, !- Vertex 2 X-coordinate {m}
50.963, !- Vertex 2 Y-coordinate {m}
2.819, !- Vertex 2 Z-coordinate {m}
47.163, !- Vertex 3 X-coordinate {m}
50.963, !- Vertex 3 Y-coordinate {m}
2.819, !- Vertex 3 Z-coordinate {m}
47.163, !- Vertex 4 X-coordinate {m}
54.437, !- Vertex 4 Y-coordinate {m}
2.819, !- Vertex 4 Z-coordinate {m}
, !- Vertex 5 X-coordinate {m}
, !- Vertex 5 Y-coordinate {m}
, !- Vertex 5 Z-coordinate {m}
, !- Vertex 6 X-coordinate {m}
, !- Vertex 6 Y-coordinate {m}
, !- Vertex 6 Z-coordinate {m}
, !- Vertex 7 X-coordinate {m}
, !- Vertex 7 Y-coordinate {m}
, !- Vertex 7 Z-coordinate {m}
, !- Vertex 8 X-coordinate {m}
, !- Vertex 8 Y-coordinate {m}
, !- Vertex 8 Z-coordinate {m}
, !- Vertex 9 X-coordinate {m}
, !- Vertex 9 Y-coordinate {m}
, !- Vertex 9 Z-coordinate {m}
, !- Vertex 10 X-coordinate {m}
, !- Vertex 10 Y-coordinate {m}
, !- Vertex 10 Z-coordinate {m}
, !- Vertex 11 X-coordinate {m}
, !- Vertex 11 Y-coordinate {m}
, !- Vertex 11 Z-coordinate {m}
, !- Vertex 12 X-coordinate {m}
, !- Vertex 12 Y-coordinate {m}
, !- Vertex 12 Z-coordinate {m}
, !- Vertex 13 X-coordinate {m}
, !- Vertex 13 Y-coordinate {m}
, !- Vertex 13 Z-coordinate {m}
, !- Vertex 14 X-coordinate {m}
, !- Vertex 14 Y-coordinate {m}
, !- Vertex 14 Z-coordinate {m}
, !- Vertex 15 X-coordinate {m}
, !- Vertex 15 Y-coordinate {m}
, !- Vertex 15 Z-coordinate {m}
, !- Vertex 16 X-coordinate {m}
, !- Vertex 16 Y-coordinate {m}
, !- Vertex 16 Z-coordinate {m}
, !- Vertex 17 X-coordinate {m}
, !- Vertex 17 Y-coordinate {m}
, !- Vertex 17 Z-coordinate {m}
, !- Vertex 18 X-coordinate {m}
, !- Vertex 18 Y-coordinate {m}
, !- Vertex 18 Z-coordinate {m}
, !- Vertex 19 X-coordinate {m}
, !- Vertex 19 Y-coordinate {m}
, !- Vertex 19 Z-coordinate {m}
, !- Vertex 20 X-coordinate {m}
, !- Vertex 20 Y-coordinate {m}
; !- Vertex 20 Z-coordinate {m}
BuildingSurface:Detailed,
M-155-ExgOffice_Srf_1, !- Name
Wall, !- Surface Type
Hole, !- Construction Name
M-155-ExgOffice Thermal Zone, !- Zone Name
Surface, !- Outside Boundary Condition
M-156-StlOffice_Srf_3, !- Outside Boundary Condition Object
NoSun, !- Sun Exposure
NoWind, !- Wind Exposure
, !- View Factor to Ground
4, !- Number of Vertices
49.468, !- Vertex 1 X-coordinate {m}
50.963, !- Vertex 1 Y-coordinate {m}
5.715, !- Vertex 1 Z-coordinate {m}
49.468, !- Vertex 2 X-coordinate {m}
50.963, !- Vertex 2 Y-coordinate {m}
2.819, !- Vertex 2 Z-coordinate {m}
49.468, !- Vertex 3 X-coordinate {m}
54.437, !- Vertex 3 Y-coordinate {m}
2.819, !- Vertex 3 Z-coordinate {m}
49.468, !- Vertex 4 X-coordinate {m}
54.437, !- Vertex 4 Y-coordinate {m}
5.715, !- Vertex 4 Z-coordinate {m}
, !- Vertex 5 X-coordinate {m}
, !- Vertex 5 Y-coordinate {m}
, !- Vertex 5 Z-coordinate {m}
, !- Vertex 6 X-coordinate {m}
, !- Vertex 6 Y-coordinate {m}
, !- Vertex 6 Z-coordinate {m}
, !- Vertex 7 X-coordinate {m}
, !- Vertex 7 Y-coordinate {m}
, !- Vertex 7 Z-coordinate {m}
, !- Vertex 8 X-coordinate {m}
, !- Vertex 8 Y-coordinate {m}
, !- Vertex 8 Z-coordinate {m}
, !- Vertex 9 X-coordinate {m}
, !- Vertex 9 Y-coordinate {m}
, !- Vertex 9 Z-coordinate {m}
, !- Vertex 10 X-coordinate {m}
, !- Vertex 10 Y-coordinate {m}
, !- Vertex 10 Z-coordinate {m}
, !- Vertex 11 X-coordinate {m}
, !- Vertex 11 Y-coordinate {m}
, !- Vertex 11 Z-coordinate {m}
, !- Vertex 12 X-coordinate {m}
, !- Vertex 12 Y-coordinate {m}
, !- Vertex 12 Z-coordinate {m}
, !- Vertex 13 X-coordinate {m}
, !- Vertex 13 Y-coordinate {m}
, !- Vertex 13 Z-coordinate {m}
, !- Vertex 14 X-coordinate {m}
, !- Vertex 14 Y-coordinate {m}
, !- Vertex 14 Z-coordinate {m}
, !- Vertex 15 X-coordinate {m}
, !- Vertex 15 Y-coordinate {m}
, !- Vertex 15 Z-coordinate {m}
, !- Vertex 16 X-coordinate {m}
, !- Vertex 16 Y-coordinate {m}
, !- Vertex 16 Z-coordinate {m}
, !- Vertex 17 X-coordinate {m}
, !- Vertex 17 Y-coordinate {m}
, !- Vertex 17 Z-coordinate {m}
, !- Vertex 18 X-coordinate {m}
, !- Vertex 18 Y-coordinate {m}
, !- Vertex 18 Z-coordinate {m}
, !- Vertex 19 X-coordinate {m}
, !- Vertex 19 Y-coordinate {m}
, !- Vertex 19 Z-coordinate {m}
, !- Vertex 20 X-coordinate {m}
, !- Vertex 20 Y-coordinate {m}
; !- Vertex 20 Z-coordinate {m}
BuildingSurface:Detailed,
M-155-ExgOffice_Srf_2, !- Name
Wall, !- Surface Type
Wall_Exterior, !- Construction Name
M-155-ExgOffice Thermal Zone, !- Zone Name
Outdoors, !- Outside Boundary Condition
, !- Outside Boundary Condition Object
SunExposed, !- Sun Exposure
WindExposed, !- Wind Exposure
, !- View Factor to Ground
4, !- Number of Vertices
47.163, !- Vertex 1 X-coordinate {m}
50.963, !- Vertex 1 Y-coordinate {m}
5.715, !- Vertex 1 Z-coordinate {m}
47.163, !- Vertex 2 X-coordinate {m}
50.963, !- Vertex 2 Y-coordinate {m}
2.819, !- Vertex 2 Z-coordinate {m}
49.468, !- Vertex 3 X-coordinate {m}
50.963, !- Vertex 3 Y-coordinate {m}
2.819, !- Vertex 3 Z-coordinate {m}
49.468, !- Vertex 4 X-coordinate {m}
50.963, !- Vertex 4 Y-coordinate {m}
5.715, !- Vertex 4 Z-coordinate {m}
, !- Vertex 5 X-coordinate {m}
, !- Vertex 5 Y-coordinate {m}
, !- Vertex 5 Z-coordinate {m}
, !- Vertex 6 X-coordinate {m}
, !- Vertex 6 Y-coordinate {m}
, !- Vertex 6 Z-coordinate {m}
, !- Vertex 7 X-coordinate {m}
, !- Vertex 7 Y-coordinate {m}
, !- Vertex 7 Z-coordinate {m}
, !- Vertex 8 X-coordinate {m}
, !- Vertex 8 Y-coordinate {m}
, !- Vertex 8 Z-coordinate {m}
, !- Vertex 9 X-coordinate {m}
, !- Vertex 9 Y-coordinate {m}
, !- Vertex 9 Z-coordinate {m}
, !- Vertex 10 X-coordinate {m}
, !- Vertex 10 Y-coordinate {m}
, !- Vertex 10 Z-coordinate {m}
, !- Vertex 11 X-coordinate {m}
, !- Vertex 11 Y-coordinate {m}
, !- Vertex 11 Z-coordinate {m}
, !- Vertex 12 X-coordinate {m}
, !- Vertex 12 Y-coordinate {m}
, !- Vertex 12 Z-coordinate {m}
, !- Vertex 13 X-coordinate {m}
, !- Vertex 13 Y-coordinate {m}
, !- Vertex 13 Z-coordinate {m}
, !- Vertex 14 X-coordinate {m}
, !- Vertex 14 Y-coordinate {m}
, !- Vertex 14 Z-coordinate {m}
, !- Vertex 15 X-coordinate {m}
, !- Vertex 15 Y-coordinate {m}
, !- Vertex 15 Z-coordinate {m}
, !- Vertex 16 X-coordinate {m}
, !- Vertex 16 Y-coordinate {m}
, !- Vertex 16 Z-coordinate {m}
, !- Vertex 17 X-coordinate {m}
, !- Vertex 17 Y-coordinate {m}
, !- Vertex 17 Z-coordinate {m}
, !- Vertex 18 X-coordinate {m}
, !- Vertex 18 Y-coordinate {m}
, !- Vertex 18 Z-coordinate {m}
, !- Vertex 19 X-coordinate {m}
, !- Vertex 19 Y-coordinate {m}
, !- Vertex 19 Z-coordinate {m}
, !- Vertex 20 X-coordinate {m}
, !- Vertex 20 Y-coordinate {m}
; !- Vertex 20 Z-coordinate {m}
BuildingSurface:Detailed,
M-155-ExgOffice_Srf_3, !- Name
Wall, !- Surface Type
Hole, !- Construction Name
M-155-ExgOffice Thermal Zone, !- Zone Name
Surface, !- Outside Boundary Condition
M-154-ExgOffice_Srf_1, !- Outside Boundary Condition Object
NoSun, !- Sun Exposure
NoWind, !- Wind Exposure
, !- View Factor to Ground
4, !- Number of Vertices
47.163, !- Vertex 1 X-coordinate {m}
54.437, !- Vertex 1 Y-coordinate {m}
5.715, !- Vertex 1 Z-coordinate {m}
47.163, !- Vertex 2 X-coordinate {m}
54.437, !- Vertex 2 Y-coordinate {m}
2.819, !- Vertex 2 Z-coordinate {m}
47.163, !- Vertex 3 X-coordinate {m}
50.963, !- Vertex 3 Y-coordinate {m}
2.819, !- Vertex 3 Z-coordinate {m}
47.163, !- Vertex 4 X-coordinate {m}
50.963, !- Vertex 4 Y-coordinate {m}
5.715, !- Vertex 4 Z-coordinate {m}
, !- Vertex 5 X-coordinate {m}
, !- Vertex 5 Y-coordinate {m}
, !- Vertex 5 Z-coordinate {m}
, !- Vertex 6 X-coordinate {m}
, !- Vertex 6 Y-coordinate {m}
, !- Vertex 6 Z-coordinate {m}
, !- Vertex 7 X-coordinate {m}
, !- Vertex 7 Y-coordinate {m}
, !- Vertex 7 Z-coordinate {m}
, !- Vertex 8 X-coordinate {m}
, !- Vertex 8 Y-coordinate {m}
, !- Vertex 8 Z-coordinate {m}
, !- Vertex 9 X-coordinate {m}
, !- Vertex 9 Y-coordinate {m}
, !- Vertex 9 Z-coordinate {m}
, !- Vertex 10 X-coordinate {m}
, !- Vertex 10 Y-coordinate {m}
, !- Vertex 10 Z-coordinate {m}
, !- Vertex 11 X-coordinate {m}
, !- Vertex 11 Y-coordinate {m}
, !- Vertex 11 Z-coordinate {m}
, !- Vertex 12 X-coordinate {m}
, !- Vertex 12 Y-coordinate {m}
, !- Vertex 12 Z-coordinate {m}
, !- Vertex 13 X-coordinate {m}
, !- Vertex 13 Y-coordinate {m}
, !- Vertex 13 Z-coordinate {m}
, !- Vertex 14 X-coordinate {m}
, !- Vertex 14 Y-coordinate {m}
, !- Vertex 14 Z-coordinate {m}
, !- Vertex 15 X-coordinate {m}
, !- Vertex 15 Y-coordinate {m}
, !- Vertex 15 Z-coordinate {m}
, !- Vertex 16 X-coordinate {m}
, !- Vertex 16 Y-coordinate {m}
, !- Vertex 16 Z-coordinate {m}
, !- Vertex 17 X-coordinate {m}
, !- Vertex 17 Y-coordinate {m}
, !- Vertex 17 Z-coordinate {m}
, !- Vertex 18 X-coordinate {m}
, !- Vertex 18 Y-coordinate {m}
, !- Vertex 18 Z-coordinate {m}
, !- Vertex 19 X-coordinate {m}
, !- Vertex 19 Y-coordinate {m}
, !- Vertex 19 Z-coordinate {m}
, !- Vertex 20 X-coordinate {m}
, !- Vertex 20 Y-coordinate {m}
; !- Vertex 20 Z-coordinate {m}
BuildingSurface:Detailed,
M-155-ExgOffice_Srf_4, !- Name
Wall, !- Surface Type
Hole, !- Construction Name
M-155-ExgOffice Thermal Zone, !- Zone Name
Surface, !- Outside Boundary Condition
M-201-ExgStorage_Srf_12, !- Outside Boundary Condition Object
NoSun, !- Sun Exposure
NoWind, !- Wind Exposure
, !- View Factor to Ground
4, !- Number of Vertices
49.468, !- Vertex 1 X-coordinate {m}
54.437, !- Vertex 1 Y-coordinate {m}
5.715, !- Vertex 1 Z-coordinate {m}
49.468, !- Vertex 2 X-coordinate {m}
54.437, !- Vertex 2 Y-coordinate {m}
2.819, !- Vertex 2 Z-coordinate {m}
47.163, !- Vertex 3 X-coordinate {m}
54.437, !- Vertex 3 Y-coordinate {m}
2.819, !- Vertex 3 Z-coordinate {m}
47.163, !- Vertex 4 X-coordinate {m}
54.437, !- Vertex 4 Y-coordinate {m}
5.715, !- Vertex 4 Z-coordinate {m}
, !- Vertex 5 X-coordinate {m}
, !- Vertex 5 Y-coordinate {m}
, !- Vertex 5 Z-coordinate {m}
, !- Vertex 6 X-coordinate {m}
, !- Vertex 6 Y-coordinate {m}
, !- Vertex 6 Z-coordinate {m}
, !- Vertex 7 X-coordinate {m}
, !- Vertex 7 Y-coordinate {m}
, !- Vertex 7 Z-coordinate {m}
, !- Vertex 8 X-coordinate {m}
, !- Vertex 8 Y-coordinate {m}
, !- Vertex 8 Z-coordinate {m}
, !- Vertex 9 X-coordinate {m}
, !- Vertex 9 Y-coordinate {m}
, !- Vertex 9 Z-coordinate {m}
, !- Vertex 10 X-coordinate {m}
, !- Vertex 10 Y-coordinate {m}
, !- Vertex 10 Z-coordinate {m}
, !- Vertex 11 X-coordinate {m}
, !- Vertex 11 Y-coordinate {m}
, !- Vertex 11 Z-coordinate {m}
, !- Vertex 12 X-coordinate {m}
, !- Vertex 12 Y-coordinate {m}
, !- Vertex 12 Z-coordinate {m}
, !- Vertex 13 X-coordinate {m}
, !- Vertex 13 Y-coordinate {m}
, !- Vertex 13 Z-coordinate {m}
, !- Vertex 14 X-coordinate {m}
, !- Vertex 14 Y-coordinate {m}
, !- Vertex 14 Z-coordinate {m}
, !- Vertex 15 X-coordinate {m}
, !- Vertex 15 Y-coordinate {m}
, !- Vertex 15 Z-coordinate {m}
, !- Vertex 16 X-coordinate {m}
, !- Vertex 16 Y-coordinate {m}
, !- Vertex 16 Z-coordinate {m}
, !- Vertex 17 X-coordinate {m}
, !- Vertex 17 Y-coordinate {m}
, !- Vertex 17 Z-coordinate {m}
, !- Vertex 18 X-coordinate {m}
, !- Vertex 18 Y-coordinate {m}
, !- Vertex 18 Z-coordinate {m}
, !- Vertex 19 X-coordinate {m}
, !- Vertex 19 Y-coordinate {m}
, !- Vertex 19 Z-coordinate {m}
, !- Vertex 20 X-coordinate {m}
, !- Vertex 20 Y-coordinate {m}
; !- Vertex 20 Z-coordinate {m}
BuildingSurface:Detailed,
M-155-ExgOffice_Srf_5, !- Name
Roof, !- Surface Type
Roof_BOH, !- Construction Name
M-155-ExgOffice Thermal Zone, !- Zone Name
Outdoors, !- Outside Boundary Condition
, !- Outside Boundary Condition Object
SunExposed, !- Sun Exposure
WindExposed, !- Wind Exposure
, !- View Factor to Ground
4, !- Number of Vertices
47.163, !- Vertex 1 X-coordinate {m}
54.437, !- Vertex 1 Y-coordinate {m}
5.715, !- Vertex 1 Z-coordinate {m}
47.163, !- Vertex 2 X-coordinate {m}
50.963, !- Vertex 2 Y-coordinate {m}
5.715, !- Vertex 2 Z-coordinate {m}
49.468, !- Vertex 3 X-coordinate {m}
50.963, !- Vertex 3 Y-coordinate {m}
5.715, !- Vertex 3 Z-coordinate {m}
49.468, !- Vertex 4 X-coordinate {m}
54.437, !- Vertex 4 Y-coordinate {m}
5.715, !- Vertex 4 Z-coordinate {m}
, !- Vertex 5 X-coordinate {m}
, !- Vertex 5 Y-coordinate {m}
, !- Vertex 5 Z-coordinate {m}
, !- Vertex 6 X-coordinate {m}
, !- Vertex 6 Y-coordinate {m}
, !- Vertex 6 Z-coordinate {m}
, !- Vertex 7 X-coordinate {m}
, !- Vertex 7 Y-coordinate {m}
, !- Vertex 7 Z-coordinate {m}
, !- Vertex 8 X-coordinate {m}
, !- Vertex 8 Y-coordinate {m}
, !- Vertex 8 Z-coordinate {m}
, !- Vertex 9 X-coordinate {m}
, !- Vertex 9 Y-coordinate {m}
, !- Vertex 9 Z-coordinate {m}
, !- Vertex 10 X-coordinate {m}
, !- Vertex 10 Y-coordinate {m}
, !- Vertex 10 Z-coordinate {m}
, !- Vertex 11 X-coordinate {m}
, !- Vertex 11 Y-coordinate {m}
, !- Vertex 11 Z-coordinate {m}
, !- Vertex 12 X-coordinate {m}
, !- Vertex 12 Y-coordinate {m}
, !- Vertex 12 Z-coordinate {m}
, !- Vertex 13 X-coordinate {m}
, !- Vertex 13 Y-coordinate {m}
, !- Vertex 13 Z-coordinate {m}
, !- Vertex 14 X-coordinate {m}
, !- Vertex 14 Y-coordinate {m}
, !- Vertex 14 Z-coordinate {m}
, !- Vertex 15 X-coordinate {m}
, !- Vertex 15 Y-coordinate {m}
, !- Vertex 15 Z-coordinate {m}
, !- Vertex 16 X-coordinate {m}
, !- Vertex 16 Y-coordinate {m}
, !- Vertex 16 Z-coordinate {m}
, !- Vertex 17 X-coordinate {m}
, !- Vertex 17 Y-coordinate {m}
, !- Vertex 17 Z-coordinate {m}
, !- Vertex 18 X-coordinate {m}
, !- Vertex 18 Y-coordinate {m}
, !- Vertex 18 Z-coordinate {m}
, !- Vertex 19 X-coordinate {m}
, !- Vertex 19 Y-coordinate {m}
, !- Vertex 19 Z-coordinate {m}
, !- Vertex 20 X-coordinate {m}
, !- Vertex 20 Y-coordinate {m}
; !- Vertex 20 Z-coordinate {m}
BuildingSurface:Detailed,
M-156-StlOffice_Srf_0, !- Name
Floor, !- Surface Type
Hole, !- Construction Name
M-156-StlOffice Thermal Zone, !- Zone Name
outdoors, !- Outside Boundary Condition
, !- Outside Boundary Condition Object
SunExposed, !- Sun Exposure
WindExposed, !- Wind Exposure
, !- View Factor to Ground
4, !- Number of Vertices
54.481, !- Vertex 1 X-coordinate {m}
54.437, !- Vertex 1 Y-coordinate {m}
2.819, !- Vertex 1 Z-coordinate {m}
54.481, !- Vertex 2 X-coordinate {m}
50.963, !- Vertex 2 Y-coordinate {m}
2.819, !- Vertex 2 Z-coordinate {m}
49.468, !- Vertex 3 X-coordinate {m}
50.963, !- Vertex 3 Y-coordinate {m}
2.819, !- Vertex 3 Z-coordinate {m}
49.468, !- Vertex 4 X-coordinate {m}
54.437, !- Vertex 4 Y-coordinate {m}
2.819, !- Vertex 4 Z-coordinate {m}
, !- Vertex 5 X-coordinate {m}
, !- Vertex 5 Y-coordinate {m}
, !- Vertex 5 Z-coordinate {m}
, !- Vertex 6 X-coordinate {m}
, !- Vertex 6 Y-coordinate {m}
, !- Vertex 6 Z-coordinate {m}
, !- Vertex 7 X-coordinate {m}
, !- Vertex 7 Y-coordinate {m}
, !- Vertex 7 Z-coordinate {m}
, !- Vertex 8 X-coordinate {m}
, !- Vertex 8 Y-coordinate {m}
, !- Vertex 8 Z-coordinate {m}
, !- Vertex 9 X-coordinate {m}
, !- Vertex 9 Y-coordinate {m}
, !- Vertex 9 Z-coordinate {m}
, !- Vertex 10 X-coordinate {m}
, !- Vertex 10 Y-coordinate {m}
, !- Vertex 10 Z-coordinate {m}
, !- Vertex 11 X-coordinate {m}
, !- Vertex 11 Y-coordinate {m}
, !- Vertex 11 Z-coordinate {m}
, !- Vertex 12 X-coordinate {m}
, !- Vertex 12 Y-coordinate {m}
, !- Vertex 12 Z-coordinate {m}
, !- Vertex 13 X-coordinate {m}
, !- Vertex 13 Y-coordinate {m}
, !- Vertex 13 Z-coordinate {m}
, !- Vertex 14 X-coordinate {m}
, !- Vertex 14 Y-coordinate {m}
, !- Vertex 14 Z-coordinate {m}
, !- Vertex 15 X-coordinate {m}
, !- Vertex 15 Y-coordinate {m}
, !- Vertex 15 Z-coordinate {m}
, !- Vertex 16 X-coordinate {m}
, !- Vertex 16 Y-coordinate {m}
, !- Vertex 16 Z-coordinate {m}
, !- Vertex 17 X-coordinate {m}
, !- Vertex 17 Y-coordinate {m}
, !- Vertex 17 Z-coordinate {m}
, !- Vertex 18 X-coordinate {m}
, !- Vertex 18 Y-coordinate {m}
, !- Vertex 18 Z-coordinate {m}
, !- Vertex 19 X-coordinate {m}
, !- Vertex 19 Y-coordinate {m}
, !- Vertex 19 Z-coordinate {m}
, !- Vertex 20 X-coordinate {m}
, !- Vertex 20 Y-coordinate {m}
; !- Vertex 20 Z-coordinate {m}
BuildingSurface:Detailed,
M-156-StlOffice_Srf_1, !- Name
Wall, !- Surface Type
Hole, !- Construction Name
M-156-StlOffice Thermal Zone, !- Zone Name
Surface, !- Outside Boundary Condition
M-157-ExgOffice_Srf_3, !- Outside Boundary Condition Object
NoSun, !- Sun Exposure
NoWind, !- Wind Exposure
, !- View Factor to Ground
4, !- Number of Vertices
54.481, !- Vertex 1 X-coordinate {m}
50.963, !- Vertex 1 Y-coordinate {m}
5.715, !- Vertex 1 Z-coordinate {m}
54.481, !- Vertex 2 X-coordinate {m}
50.963, !- Vertex 2 Y-coordinate {m}
2.819, !- Vertex 2 Z-coordinate {m}
54.481, !- Vertex 3 X-coordinate {m}
54.437, !- Vertex 3 Y-coordinate {m}
2.819, !- Vertex 3 Z-coordinate {m}
54.481, !- Vertex 4 X-coordinate {m}
54.437, !- Vertex 4 Y-coordinate {m}
5.715, !- Vertex 4 Z-coordinate {m}
, !- Vertex 5 X-coordinate {m}
, !- Vertex 5 Y-coordinate {m}
, !- Vertex 5 Z-coordinate {m}
, !- Vertex 6 X-coordinate {m}
, !- Vertex 6 Y-coordinate {m}
, !- Vertex 6 Z-coordinate {m}
, !- Vertex 7 X-coordinate {m}
, !- Vertex 7 Y-coordinate {m}
, !- Vertex 7 Z-coordinate {m}
, !- Vertex 8 X-coordinate {m}
, !- Vertex 8 Y-coordinate {m}
, !- Vertex 8 Z-coordinate {m}
, !- Vertex 9 X-coordinate {m}
, !- Vertex 9 Y-coordinate {m}
, !- Vertex 9 Z-coordinate {m}
, !- Vertex 10 X-coordinate {m}
, !- Vertex 10 Y-coordinate {m}
, !- Vertex 10 Z-coordinate {m}
, !- Vertex 11 X-coordinate {m}
, !- Vertex 11 Y-coordinate {m}
, !- Vertex 11 Z-coordinate {m}
, !- Vertex 12 X-coordinate {m}
, !- Vertex 12 Y-coordinate {m}
, !- Vertex 12 Z-coordinate {m}
, !- Vertex 13 X-coordinate {m}
, !- Vertex 13 Y-coordinate {m}
, !- Vertex 13 Z-coordinate {m}
, !- Vertex 14 X-coordinate {m}
, !- Vertex 14 Y-coordinate {m}
, !- Vertex 14 Z-coordinate {m}
, !- Vertex 15 X-coordinate {m}
, !- Vertex 15 Y-coordinate {m}
, !- Vertex 15 Z-coordinate {m}
, !- Vertex 16 X-coordinate {m}
, !- Vertex 16 Y-coordinate {m}
, !- Vertex 16 Z-coordinate {m}
, !- Vertex 17 X-coordinate {m}
, !- Vertex 17 Y-coordinate {m}
, !- Vertex 17 Z-coordinate {m}
, !- Vertex 18 X-coordinate {m}
, !- Vertex 18 Y-coordinate {m}
, !- Vertex 18 Z-coordinate {m}
, !- Vertex 19 X-coordinate {m}
, !- Vertex 19 Y-coordinate {m}
, !- Vertex 19 Z-coordinate {m}
, !- Vertex 20 X-coordinate {m}
, !- Vertex 20 Y-coordinate {m}
; !- Vertex 20 Z-coordinate {m}
BuildingSurface:Detailed,
M-156-StlOffice_Srf_2, !- Name
Wall, !- Surface Type
Wall_Exterior, !- Construction Name
M-156-StlOffice Thermal Zone, !- Zone Name
Outdoors, !- Outside Boundary Condition
, !- Outside Boundary Condition Object
SunExposed, !- Sun Exposure
WindExposed, !- Wind Exposure
, !- View Factor to Ground
4, !- Number of Vertices
49.468, !- Vertex 1 X-coordinate {m}
50.963, !- Vertex 1 Y-coordinate {m}
5.715, !- Vertex 1 Z-coordinate {m}
49.468, !- Vertex 2 X-coordinate {m}
50.963, !- Vertex 2 Y-coordinate {m}
2.819, !- Vertex 2 Z-coordinate {m}
54.481, !- Vertex 3 X-coordinate {m}
50.963, !- Vertex 3 Y-coordinate {m}
2.819, !- Vertex 3 Z-coordinate {m}
54.481, !- Vertex 4 X-coordinate {m}
50.963, !- Vertex 4 Y-coordinate {m}
5.715, !- Vertex 4 Z-coordinate {m}
, !- Vertex 5 X-coordinate {m}
, !- Vertex 5 Y-coordinate {m}
, !- Vertex 5 Z-coordinate {m}
, !- Vertex 6 X-coordinate {m}
, !- Vertex 6 Y-coordinate {m}
, !- Vertex 6 Z-coordinate {m}
, !- Vertex 7 X-coordinate {m}
, !- Vertex 7 Y-coordinate {m}
, !- Vertex 7 Z-coordinate {m}
, !- Vertex 8 X-coordinate {m}
, !- Vertex 8 Y-coordinate {m}
, !- Vertex 8 Z-coordinate {m}
, !- Vertex 9 X-coordinate {m}
, !- Vertex 9 Y-coordinate {m}
, !- Vertex 9 Z-coordinate {m}
, !- Vertex 10 X-coordinate {m}
, !- Vertex 10 Y-coordinate {m}
, !- Vertex 10 Z-coordinate {m}
, !- Vertex 11 X-coordinate {m}
, !- Vertex 11 Y-coordinate {m}
, !- Vertex 11 Z-coordinate {m}
, !- Vertex 12 X-coordinate {m}
, !- Vertex 12 Y-coordinate {m}
, !- Vertex 12 Z-coordinate {m}
, !- Vertex 13 X-coordinate {m}
, !- Vertex 13 Y-coordinate {m}
, !- Vertex 13 Z-coordinate {m}
, !- Vertex 14 X-coordinate {m}
, !- Vertex 14 Y-coordinate {m}
, !- Vertex 14 Z-coordinate {m}
, !- Vertex 15 X-coordinate {m}
, !- Vertex 15 Y-coordinate {m}
, !- Vertex 15 Z-coordinate {m}
, !- Vertex 16 X-coordinate {m}
, !- Vertex 16 Y-coordinate {m}
, !- Vertex 16 Z-coordinate {m}
, !- Vertex 17 X-coordinate {m}
, !- Vertex 17 Y-coordinate {m}
, !- Vertex 17 Z-coordinate {m}
, !- Vertex 18 X-coordinate {m}
, !- Vertex 18 Y-coordinate {m}
, !- Vertex 18 Z-coordinate {m}
, !- Vertex 19 X-coordinate {m}
, !- Vertex 19 Y-coordinate {m}
, !- Vertex 19 Z-coordinate {m}
, !- Vertex 20 X-coordinate {m}
, !- Vertex 20 Y-coordinate {m}
; !- Vertex 20 Z-coordinate {m}
BuildingSurface:Detailed,
M-156-StlOffice_Srf_3, !- Name
Wall, !- Surface Type
Hole, !- Construction Name
M-156-StlOffice Thermal Zone, !- Zone Name
Surface, !- Outside Boundary Condition
M-155-ExgOffice_Srf_1, !- Outside Boundary Condition Object
NoSun, !- Sun Exposure
NoWind, !- Wind Exposure
, !- View Factor to Ground
4, !- Number of Vertices
49.468, !- Vertex 1 X-coordinate {m}
54.437, !- Vertex 1 Y-coordinate {m}
5.715, !- Vertex 1 Z-coordinate {m}
49.468, !- Vertex 2 X-coordinate {m}
54.437, !- Vertex 2 Y-coordinate {m}
2.819, !- Vertex 2 Z-coordinate {m}
49.468, !- Vertex 3 X-coordinate {m}
50.963, !- Vertex 3 Y-coordinate {m}
2.819, !- Vertex 3 Z-coordinate {m}
49.468, !- Vertex 4 X-coordinate {m}
50.963, !- Vertex 4 Y-coordinate {m}
5.715, !- Vertex 4 Z-coordinate {m}
, !- Vertex 5 X-coordinate {m}
, !- Vertex 5 Y-coordinate {m}
, !- Vertex 5 Z-coordinate {m}
, !- Vertex 6 X-coordinate {m}
, !- Vertex 6 Y-coordinate {m}
, !- Vertex 6 Z-coordinate {m}
, !- Vertex 7 X-coordinate {m}
, !- Vertex 7 Y-coordinate {m}
, !- Vertex 7 Z-coordinate {m}
, !- Vertex 8 X-coordinate {m}
, !- Vertex 8 Y-coordinate {m}
, !- Vertex 8 Z-coordinate {m}
, !- Vertex 9 X-coordinate {m}
, !- Vertex 9 Y-coordinate {m}
, !- Vertex 9 Z-coordinate {m}
, !- Vertex 10 X-coordinate {m}
, !- Vertex 10 Y-coordinate {m}
, !- Vertex 10 Z-coordinate {m}
, !- Vertex 11 X-coordinate {m}
, !- Vertex 11 Y-coordinate {m}
, !- Vertex 11 Z-coordinate {m}
, !- Vertex 12 X-coordinate {m}
, !- Vertex 12 Y-coordinate {m}
, !- Vertex 12 Z-coordinate {m}
, !- Vertex 13 X-coordinate {m}
, !- Vertex 13 Y-coordinate {m}
, !- Vertex 13 Z-coordinate {m}
, !- Vertex 14 X-coordinate {m}
, !- Vertex 14 Y-coordinate {m}
, !- Vertex 14 Z-coordinate {m}
, !- Vertex 15 X-coordinate {m}
, !- Vertex 15 Y-coordinate {m}
, !- Vertex 15 Z-coordinate {m}
, !- Vertex 16 X-coordinate {m}
, !- Vertex 16 Y-coordinate {m}
, !- Vertex 16 Z-coordinate {m}
, !- Vertex 17 X-coordinate {m}
, !- Vertex 17 Y-coordinate {m}
, !- Vertex 17 Z-coordinate {m}
, !- Vertex 18 X-coordinate {m}
, !- Vertex 18 Y-coordinate {m}
, !- Vertex 18 Z-coordinate {m}
, !- Vertex 19 X-coordinate {m}
, !- Vertex 19 Y-coordinate {m}
, !- Vertex 19 Z-coordinate {m}
, !- Vertex 20 X-coordinate {m}
, !- Vertex 20 Y-coordinate {m}
; !- Vertex 20 Z-coordinate {m}
BuildingSurface:Detailed,
M-156-StlOffice_Srf_4, !- Name
Wall, !- Surface Type
Hole, !- Construction Name
M-156-StlOffice Thermal Zone, !- Zone Name
Surface, !- Outside Boundary Condition
M-201-ExgStorage_Srf_11, !- Outside Boundary Condition Object
NoSun, !- Sun Exposure
NoWind, !- Wind Exposure
, !- View Factor to Ground
4, !- Number of Vertices
54.481, !- Vertex 1 X-coordinate {m}
54.437, !- Vertex 1 Y-coordinate {m}
5.715, !- Vertex 1 Z-coordinate {m}
54.481, !- Vertex 2 X-coordinate {m}
54.437, !- Vertex 2 Y-coordinate {m}
2.819, !- Vertex 2 Z-coordinate {m}
49.468, !- Vertex 3 X-coordinate {m}
54.437, !- Vertex 3 Y-coordinate {m}
2.819, !- Vertex 3 Z-coordinate {m}
49.468, !- Vertex 4 X-coordinate {m}
54.437, !- Vertex 4 Y-coordinate {m}
5.715, !- Vertex 4 Z-coordinate {m}
, !- Vertex 5 X-coordinate {m}
, !- Vertex 5 Y-coordinate {m}
, !- Vertex 5 Z-coordinate {m}
, !- Vertex 6 X-coordinate {m}
, !- Vertex 6 Y-coordinate {m}
, !- Vertex 6 Z-coordinate {m}
, !- Vertex 7 X-coordinate {m}
, !- Vertex 7 Y-coordinate {m}
, !- Vertex 7 Z-coordinate {m}
, !- Vertex 8 X-coordinate {m}
, !- Vertex 8 Y-coordinate {m}
, !- Vertex 8 Z-coordinate {m}
, !- Vertex 9 X-coordinate {m}
, !- Vertex 9 Y-coordinate {m}
, !- Vertex 9 Z-coordinate {m}
, !- Vertex 10 X-coordinate {m}
, !- Vertex 10 Y-coordinate {m}
, !- Vertex 10 Z-coordinate {m}
, !- Vertex 11 X-coordinate {m}
, !- Vertex 11 Y-coordinate {m}
, !- Vertex 11 Z-coordinate {m}
, !- Vertex 12 X-coordinate {m}
, !- Vertex 12 Y-coordinate {m}
, !- Vertex 12 Z-coordinate {m}
, !- Vertex 13 X-coordinate {m}
, !- Vertex 13 Y-coordinate {m}
, !- Vertex 13 Z-coordinate {m}
, !- Vertex 14 X-coordinate {m}
, !- Vertex 14 Y-coordinate {m}
, !- Vertex 14 Z-coordinate {m}
, !- Vertex 15 X-coordinate {m}
, !- Vertex 15 Y-coordinate {m}
, !- Vertex 15 Z-coordinate {m}
, !- Vertex 16 X-coordinate {m}
, !- Vertex 16 Y-coordinate {m}
, !- Vertex 16 Z-coordinate {m}
, !- Vertex 17 X-coordinate {m}
, !- Vertex 17 Y-coordinate {m}
, !- Vertex 17 Z-coordinate {m}
, !- Vertex 18 X-coordinate {m}
, !- Vertex 18 Y-coordinate {m}
, !- Vertex 18 Z-coordinate {m}
, !- Vertex 19 X-coordinate {m}
, !- Vertex 19 Y-coordinate {m}
, !- Vertex 19 Z-coordinate {m}
, !- Vertex 20 X-coordinate {m}
, !- Vertex 20 Y-coordinate {m}
; !- Vertex 20 Z-coordinate {m}
BuildingSurface:Detailed,
M-156-StlOffice_Srf_5, !- Name
Roof, !- Surface Type
Roof_BOH, !- Construction Name
M-156-StlOffice Thermal Zone, !- Zone Name
Outdoors, !- Outside Boundary Condition
, !- Outside Boundary Condition Object
SunExposed, !- Sun Exposure
WindExposed, !- Wind Exposure
, !- View Factor to Ground
4, !- Number of Vertices
49.468, !- Vertex 1 X-coordinate {m}
54.437, !- Vertex 1 Y-coordinate {m}
5.715, !- Vertex 1 Z-coordinate {m}
49.468, !- Vertex 2 X-coordinate {m}
50.963, !- Vertex 2 Y-coordinate {m}
5.715, !- Vertex 2 Z-coordinate {m}
54.481, !- Vertex 3 X-coordinate {m}
50.963, !- Vertex 3 Y-coordinate {m}
5.715, !- Vertex 3 Z-coordinate {m}
54.481, !- Vertex 4 X-coordinate {m}
54.437, !- Vertex 4 Y-coordinate {m}
5.715, !- Vertex 4 Z-coordinate {m}
, !- Vertex 5 X-coordinate {m}
, !- Vertex 5 Y-coordinate {m}
, !- Vertex 5 Z-coordinate {m}
, !- Vertex 6 X-coordinate {m}
, !- Vertex 6 Y-coordinate {m}
, !- Vertex 6 Z-coordinate {m}
, !- Vertex 7 X-coordinate {m}
, !- Vertex 7 Y-coordinate {m}
, !- Vertex 7 Z-coordinate {m}
, !- Vertex 8 X-coordinate {m}
, !- Vertex 8 Y-coordinate {m}
, !- Vertex 8 Z-coordinate {m}
, !- Vertex 9 X-coordinate {m}
, !- Vertex 9 Y-coordinate {m}
, !- Vertex 9 Z-coordinate {m}
, !- Vertex 10 X-coordinate {m}
, !- Vertex 10 Y-coordinate {m}
, !- Vertex 10 Z-coordinate {m}
, !- Vertex 11 X-coordinate {m}
, !- Vertex 11 Y-coordinate {m}
, !- Vertex 11 Z-coordinate {m}
, !- Vertex 12 X-coordinate {m}
, !- Vertex 12 Y-coordinate {m}
, !- Vertex 12 Z-coordinate {m}
, !- Vertex 13 X-coordinate {m}
, !- Vertex 13 Y-coordinate {m}
, !- Vertex 13 Z-coordinate {m}
, !- Vertex 14 X-coordinate {m}
, !- Vertex 14 Y-coordinate {m}
, !- Vertex 14 Z-coordinate {m}
, !- Vertex 15 X-coordinate {m}
, !- Vertex 15 Y-coordinate {m}
, !- Vertex 15 Z-coordinate {m}
, !- Vertex 16 X-coordinate {m}
, !- Vertex 16 Y-coordinate {m}
, !- Vertex 16 Z-coordinate {m}
, !- Vertex 17 X-coordinate {m}
, !- Vertex 17 Y-coordinate {m}
, !- Vertex 17 Z-coordinate {m}
, !- Vertex 18 X-coordinate {m}
, !- Vertex 18 Y-coordinate {m}
, !- Vertex 18 Z-coordinate {m}
, !- Vertex 19 X-coordinate {m}
, !- Vertex 19 Y-coordinate {m}
, !- Vertex 19 Z-coordinate {m}
, !- Vertex 20 X-coordinate {m}
, !- Vertex 20 Y-coordinate {m}
; !- Vertex 20 Z-coordinate {m}
BuildingSurface:Detailed,
M-157-ExgOffice_Srf_0, !- Name
Floor, !- Surface Type
Hole, !- Construction Name
M-157-ExgOffice Thermal Zone, !- Zone Name
outdoors, !- Outside Boundary Condition
, !- Outside Boundary Condition Object
SunExposed, !- Sun Exposure
WindExposed, !- Wind Exposure
, !- View Factor to Ground
4, !- Number of Vertices
58.47, !- Vertex 1 X-coordinate {m}
54.437, !- Vertex 1 Y-coordinate {m}
2.819, !- Vertex 1 Z-coordinate {m}
58.47, !- Vertex 2 X-coordinate {m}
50.963, !- Vertex 2 Y-coordinate {m}
2.819, !- Vertex 2 Z-coordinate {m}
54.481, !- Vertex 3 X-coordinate {m}
50.963, !- Vertex 3 Y-coordinate {m}
2.819, !- Vertex 3 Z-coordinate {m}
54.481, !- Vertex 4 X-coordinate {m}
54.437, !- Vertex 4 Y-coordinate {m}
2.819, !- Vertex 4 Z-coordinate {m}
, !- Vertex 5 X-coordinate {m}
, !- Vertex 5 Y-coordinate {m}
, !- Vertex 5 Z-coordinate {m}
, !- Vertex 6 X-coordinate {m}
, !- Vertex 6 Y-coordinate {m}
, !- Vertex 6 Z-coordinate {m}
, !- Vertex 7 X-coordinate {m}
, !- Vertex 7 Y-coordinate {m}
, !- Vertex 7 Z-coordinate {m}
, !- Vertex 8 X-coordinate {m}
, !- Vertex 8 Y-coordinate {m}
, !- Vertex 8 Z-coordinate {m}
, !- Vertex 9 X-coordinate {m}
, !- Vertex 9 Y-coordinate {m}
, !- Vertex 9 Z-coordinate {m}
, !- Vertex 10 X-coordinate {m}
, !- Vertex 10 Y-coordinate {m}
, !- Vertex 10 Z-coordinate {m}
, !- Vertex 11 X-coordinate {m}
, !- Vertex 11 Y-coordinate {m}
, !- Vertex 11 Z-coordinate {m}
, !- Vertex 12 X-coordinate {m}
, !- Vertex 12 Y-coordinate {m}
, !- Vertex 12 Z-coordinate {m}
, !- Vertex 13 X-coordinate {m}
, !- Vertex 13 Y-coordinate {m}
, !- Vertex 13 Z-coordinate {m}
, !- Vertex 14 X-coordinate {m}
, !- Vertex 14 Y-coordinate {m}
, !- Vertex 14 Z-coordinate {m}
, !- Vertex 15 X-coordinate {m}
, !- Vertex 15 Y-coordinate {m}
, !- Vertex 15 Z-coordinate {m}
, !- Vertex 16 X-coordinate {m}
, !- Vertex 16 Y-coordinate {m}
, !- Vertex 16 Z-coordinate {m}
, !- Vertex 17 X-coordinate {m}
, !- Vertex 17 Y-coordinate {m}
, !- Vertex 17 Z-coordinate {m}
, !- Vertex 18 X-coordinate {m}
, !- Vertex 18 Y-coordinate {m}
, !- Vertex 18 Z-coordinate {m}
, !- Vertex 19 X-coordinate {m}
, !- Vertex 19 Y-coordinate {m}
, !- Vertex 19 Z-coordinate {m}
, !- Vertex 20 X-coordinate {m}
, !- Vertex 20 Y-coordinate {m}
; !- Vertex 20 Z-coordinate {m}
BuildingSurface:Detailed,
M-157-ExgOffice_Srf_1, !- Name
Wall, !- Surface Type
Hole, !- Construction Name
M-157-ExgOffice Thermal Zone, !- Zone Name
Surface, !- Outside Boundary Condition
M-158-BreakRoom_Srf_3, !- Outside Boundary Condition Object
NoSun, !- Sun Exposure
NoWind, !- Wind Exposure
, !- View Factor to Ground
4, !- Number of Vertices
58.47, !- Vertex 1 X-coordinate {m}
50.963, !- Vertex 1 Y-coordinate {m}
5.715, !- Vertex 1 Z-coordinate {m}
58.47, !- Vertex 2 X-coordinate {m}
50.963, !- Vertex 2 Y-coordinate {m}
2.819, !- Vertex 2 Z-coordinate {m}
58.47, !- Vertex 3 X-coordinate {m}
54.437, !- Vertex 3 Y-coordinate {m}
2.819, !- Vertex 3 Z-coordinate {m}
58.47, !- Vertex 4 X-coordinate {m}
54.437, !- Vertex 4 Y-coordinate {m}
5.715, !- Vertex 4 Z-coordinate {m}
, !- Vertex 5 X-coordinate {m}
, !- Vertex 5 Y-coordinate {m}
, !- Vertex 5 Z-coordinate {m}
, !- Vertex 6 X-coordinate {m}
, !- Vertex 6 Y-coordinate {m}
, !- Vertex 6 Z-coordinate {m}
, !- Vertex 7 X-coordinate {m}
, !- Vertex 7 Y-coordinate {m}
, !- Vertex 7 Z-coordinate {m}
, !- Vertex 8 X-coordinate {m}
, !- Vertex 8 Y-coordinate {m}
, !- Vertex 8 Z-coordinate {m}
, !- Vertex 9 X-coordinate {m}
, !- Vertex 9 Y-coordinate {m}
, !- Vertex 9 Z-coordinate {m}
, !- Vertex 10 X-coordinate {m}
, !- Vertex 10 Y-coordinate {m}
, !- Vertex 10 Z-coordinate {m}
, !- Vertex 11 X-coordinate {m}
, !- Vertex 11 Y-coordinate {m}
, !- Vertex 11 Z-coordinate {m}
, !- Vertex 12 X-coordinate {m}
, !- Vertex 12 Y-coordinate {m}
, !- Vertex 12 Z-coordinate {m}
, !- Vertex 13 X-coordinate {m}
, !- Vertex 13 Y-coordinate {m}
, !- Vertex 13 Z-coordinate {m}
, !- Vertex 14 X-coordinate {m}
, !- Vertex 14 Y-coordinate {m}
, !- Vertex 14 Z-coordinate {m}
, !- Vertex 15 X-coordinate {m}
, !- Vertex 15 Y-coordinate {m}
, !- Vertex 15 Z-coordinate {m}
, !- Vertex 16 X-coordinate {m}
, !- Vertex 16 Y-coordinate {m}
, !- Vertex 16 Z-coordinate {m}
, !- Vertex 17 X-coordinate {m}
, !- Vertex 17 Y-coordinate {m}
, !- Vertex 17 Z-coordinate {m}
, !- Vertex 18 X-coordinate {m}
, !- Vertex 18 Y-coordinate {m}
, !- Vertex 18 Z-coordinate {m}
, !- Vertex 19 X-coordinate {m}
, !- Vertex 19 Y-coordinate {m}
, !- Vertex 19 Z-coordinate {m}
, !- Vertex 20 X-coordinate {m}
, !- Vertex 20 Y-coordinate {m}
; !- Vertex 20 Z-coordinate {m}
BuildingSurface:Detailed,
M-157-ExgOffice_Srf_2, !- Name
Wall, !- Surface Type
Wall_Exterior, !- Construction Name
M-157-ExgOffice Thermal Zone, !- Zone Name
Outdoors, !- Outside Boundary Condition
, !- Outside Boundary Condition Object
SunExposed, !- Sun Exposure
WindExposed, !- Wind Exposure
, !- View Factor to Ground
4, !- Number of Vertices
54.481, !- Vertex 1 X-coordinate {m}
50.963, !- Vertex 1 Y-coordinate {m}
5.715, !- Vertex 1 Z-coordinate {m}
54.481, !- Vertex 2 X-coordinate {m}
50.963, !- Vertex 2 Y-coordinate {m}
2.819, !- Vertex 2 Z-coordinate {m}
58.47, !- Vertex 3 X-coordinate {m}
50.963, !- Vertex 3 Y-coordinate {m}
2.819, !- Vertex 3 Z-coordinate {m}
58.47, !- Vertex 4 X-coordinate {m}
50.963, !- Vertex 4 Y-coordinate {m}
5.715, !- Vertex 4 Z-coordinate {m}
, !- Vertex 5 X-coordinate {m}
, !- Vertex 5 Y-coordinate {m}
, !- Vertex 5 Z-coordinate {m}
, !- Vertex 6 X-coordinate {m}
, !- Vertex 6 Y-coordinate {m}
, !- Vertex 6 Z-coordinate {m}
, !- Vertex 7 X-coordinate {m}
, !- Vertex 7 Y-coordinate {m}
, !- Vertex 7 Z-coordinate {m}
, !- Vertex 8 X-coordinate {m}
, !- Vertex 8 Y-coordinate {m}
, !- Vertex 8 Z-coordinate {m}
, !- Vertex 9 X-coordinate {m}
, !- Vertex 9 Y-coordinate {m}
, !- Vertex 9 Z-coordinate {m}
, !- Vertex 10 X-coordinate {m}
, !- Vertex 10 Y-coordinate {m}
, !- Vertex 10 Z-coordinate {m}
, !- Vertex 11 X-coordinate {m}
, !- Vertex 11 Y-coordinate {m}
, !- Vertex 11 Z-coordinate {m}
, !- Vertex 12 X-coordinate {m}
, !- Vertex 12 Y-coordinate {m}
, !- Vertex 12 Z-coordinate {m}
, !- Vertex 13 X-coordinate {m}
, !- Vertex 13 Y-coordinate {m}
, !- Vertex 13 Z-coordinate {m}
, !- Vertex 14 X-coordinate {m}
, !- Vertex 14 Y-coordinate {m}
, !- Vertex 14 Z-coordinate {m}
, !- Vertex 15 X-coordinate {m}
, !- Vertex 15 Y-coordinate {m}
, !- Vertex 15 Z-coordinate {m}
, !- Vertex 16 X-coordinate {m}
, !- Vertex 16 Y-coordinate {m}
, !- Vertex 16 Z-coordinate {m}
, !- Vertex 17 X-coordinate {m}
, !- Vertex 17 Y-coordinate {m}
, !- Vertex 17 Z-coordinate {m}
, !- Vertex 18 X-coordinate {m}
, !- Vertex 18 Y-coordinate {m}
, !- Vertex 18 Z-coordinate {m}
, !- Vertex 19 X-coordinate {m}
, !- Vertex 19 Y-coordinate {m}
, !- Vertex 19 Z-coordinate {m}
, !- Vertex 20 X-coordinate {m}
, !- Vertex 20 Y-coordinate {m}
; !- Vertex 20 Z-coordinate {m}
BuildingSurface:Detailed,
M-157-ExgOffice_Srf_3, !- Name
Wall, !- Surface Type
Hole, !- Construction Name
M-157-ExgOffice Thermal Zone, !- Zone Name
Surface, !- Outside Boundary Condition
M-156-StlOffice_Srf_1, !- Outside Boundary Condition Object
NoSun, !- Sun Exposure
NoWind, !- Wind Exposure
, !- View Factor to Ground
4, !- Number of Vertices
54.481, !- Vertex 1 X-coordinate {m}
54.437, !- Vertex 1 Y-coordinate {m}
5.715, !- Vertex 1 Z-coordinate {m}
54.481, !- Vertex 2 X-coordinate {m}
54.437, !- Vertex 2 Y-coordinate {m}
2.819, !- Vertex 2 Z-coordinate {m}
54.481, !- Vertex 3 X-coordinate {m}
50.963, !- Vertex 3 Y-coordinate {m}
2.819, !- Vertex 3 Z-coordinate {m}
54.481, !- Vertex 4 X-coordinate {m}
50.963, !- Vertex 4 Y-coordinate {m}
5.715, !- Vertex 4 Z-coordinate {m}
, !- Vertex 5 X-coordinate {m}
, !- Vertex 5 Y-coordinate {m}
, !- Vertex 5 Z-coordinate {m}
, !- Vertex 6 X-coordinate {m}
, !- Vertex 6 Y-coordinate {m}
, !- Vertex 6 Z-coordinate {m}
, !- Vertex 7 X-coordinate {m}
, !- Vertex 7 Y-coordinate {m}
, !- Vertex 7 Z-coordinate {m}
, !- Vertex 8 X-coordinate {m}
, !- Vertex 8 Y-coordinate {m}
, !- Vertex 8 Z-coordinate {m}
, !- Vertex 9 X-coordinate {m}
, !- Vertex 9 Y-coordinate {m}
, !- Vertex 9 Z-coordinate {m}
, !- Vertex 10 X-coordinate {m}
, !- Vertex 10 Y-coordinate {m}
, !- Vertex 10 Z-coordinate {m}
, !- Vertex 11 X-coordinate {m}
, !- Vertex 11 Y-coordinate {m}
, !- Vertex 11 Z-coordinate {m}
, !- Vertex 12 X-coordinate {m}
, !- Vertex 12 Y-coordinate {m}
, !- Vertex 12 Z-coordinate {m}
, !- Vertex 13 X-coordinate {m}
, !- Vertex 13 Y-coordinate {m}
, !- Vertex 13 Z-coordinate {m}
, !- Vertex 14 X-coordinate {m}
, !- Vertex 14 Y-coordinate {m}
, !- Vertex 14 Z-coordinate {m}
, !- Vertex 15 X-coordinate {m}
, !- Vertex 15 Y-coordinate {m}
, !- Vertex 15 Z-coordinate {m}
, !- Vertex 16 X-coordinate {m}
, !- Vertex 16 Y-coordinate {m}
, !- Vertex 16 Z-coordinate {m}
, !- Vertex 17 X-coordinate {m}
, !- Vertex 17 Y-coordinate {m}
, !- Vertex 17 Z-coordinate {m}
, !- Vertex 18 X-coordinate {m}
, !- Vertex 18 Y-coordinate {m}
, !- Vertex 18 Z-coordinate {m}
, !- Vertex 19 X-coordinate {m}
, !- Vertex 19 Y-coordinate {m}
, !- Vertex 19 Z-coordinate {m}
, !- Vertex 20 X-coordinate {m}
, !- Vertex 20 Y-coordinate {m}
; !- Vertex 20 Z-coordinate {m}
BuildingSurface:Detailed,
M-157-ExgOffice_Srf_4, !- Name
Wall, !- Surface Type
Hole, !- Construction Name
M-157-ExgOffice Thermal Zone, !- Zone Name
Surface, !- Outside Boundary Condition
M-201-ExgStorage_Srf_10, !- Outside Boundary Condition Object
NoSun, !- Sun Exposure
NoWind, !- Wind Exposure
, !- View Factor to Ground
4, !- Number of Vertices
58.47, !- Vertex 1 X-coordinate {m}
54.437, !- Vertex 1 Y-coordinate {m}
5.715, !- Vertex 1 Z-coordinate {m}
58.47, !- Vertex 2 X-coordinate {m}
54.437, !- Vertex 2 Y-coordinate {m}
2.819, !- Vertex 2 Z-coordinate {m}
54.481, !- Vertex 3 X-coordinate {m}
54.437, !- Vertex 3 Y-coordinate {m}
2.819, !- Vertex 3 Z-coordinate {m}
54.481, !- Vertex 4 X-coordinate {m}
54.437, !- Vertex 4 Y-coordinate {m}
5.715, !- Vertex 4 Z-coordinate {m}
, !- Vertex 5 X-coordinate {m}
, !- Vertex 5 Y-coordinate {m}
, !- Vertex 5 Z-coordinate {m}
, !- Vertex 6 X-coordinate {m}
, !- Vertex 6 Y-coordinate {m}
, !- Vertex 6 Z-coordinate {m}
, !- Vertex 7 X-coordinate {m}
, !- Vertex 7 Y-coordinate {m}
, !- Vertex 7 Z-coordinate {m}
, !- Vertex 8 X-coordinate {m}
, !- Vertex 8 Y-coordinate {m}
, !- Vertex 8 Z-coordinate {m}
, !- Vertex 9 X-coordinate {m}
, !- Vertex 9 Y-coordinate {m}
, !- Vertex 9 Z-coordinate {m}
, !- Vertex 10 X-coordinate {m}
, !- Vertex 10 Y-coordinate {m}
, !- Vertex 10 Z-coordinate {m}
, !- Vertex 11 X-coordinate {m}
, !- Vertex 11 Y-coordinate {m}
, !- Vertex 11 Z-coordinate {m}
, !- Vertex 12 X-coordinate {m}
, !- Vertex 12 Y-coordinate {m}
, !- Vertex 12 Z-coordinate {m}
, !- Vertex 13 X-coordinate {m}
, !- Vertex 13 Y-coordinate {m}
, !- Vertex 13 Z-coordinate {m}
, !- Vertex 14 X-coordinate {m}
, !- Vertex 14 Y-coordinate {m}
, !- Vertex 14 Z-coordinate {m}
, !- Vertex 15 X-coordinate {m}
, !- Vertex 15 Y-coordinate {m}
, !- Vertex 15 Z-coordinate {m}
, !- Vertex 16 X-coordinate {m}
, !- Vertex 16 Y-coordinate {m}
, !- Vertex 16 Z-coordinate {m}
, !- Vertex 17 X-coordinate {m}
, !- Vertex 17 Y-coordinate {m}
, !- Vertex 17 Z-coordinate {m}
, !- Vertex 18 X-coordinate {m}
, !- Vertex 18 Y-coordinate {m}
, !- Vertex 18 Z-coordinate {m}
, !- Vertex 19 X-coordinate {m}
, !- Vertex 19 Y-coordinate {m}
, !- Vertex 19 Z-coordinate {m}
, !- Vertex 20 X-coordinate {m}
, !- Vertex 20 Y-coordinate {m}
; !- Vertex 20 Z-coordinate {m}
BuildingSurface:Detailed,
M-157-ExgOffice_Srf_5, !- Name
Roof, !- Surface Type
Roof_BOH, !- Construction Name
M-157-ExgOffice Thermal Zone, !- Zone Name
Outdoors, !- Outside Boundary Condition
, !- Outside Boundary Condition Object
SunExposed, !- Sun Exposure
WindExposed, !- Wind Exposure
, !- View Factor to Ground
4, !- Number of Vertices
54.481, !- Vertex 1 X-coordinate {m}
54.437, !- Vertex 1 Y-coordinate {m}
5.715, !- Vertex 1 Z-coordinate {m}
54.481, !- Vertex 2 X-coordinate {m}
50.963, !- Vertex 2 Y-coordinate {m}
5.715, !- Vertex 2 Z-coordinate {m}
58.47, !- Vertex 3 X-coordinate {m}
50.963, !- Vertex 3 Y-coordinate {m}
5.715, !- Vertex 3 Z-coordinate {m}
58.47, !- Vertex 4 X-coordinate {m}
54.437, !- Vertex 4 Y-coordinate {m}
5.715, !- Vertex 4 Z-coordinate {m}
, !- Vertex 5 X-coordinate {m}
, !- Vertex 5 Y-coordinate {m}
, !- Vertex 5 Z-coordinate {m}
, !- Vertex 6 X-coordinate {m}
, !- Vertex 6 Y-coordinate {m}
, !- Vertex 6 Z-coordinate {m}
, !- Vertex 7 X-coordinate {m}
, !- Vertex 7 Y-coordinate {m}
, !- Vertex 7 Z-coordinate {m}
, !- Vertex 8 X-coordinate {m}
, !- Vertex 8 Y-coordinate {m}
, !- Vertex 8 Z-coordinate {m}
, !- Vertex 9 X-coordinate {m}
, !- Vertex 9 Y-coordinate {m}
, !- Vertex 9 Z-coordinate {m}
, !- Vertex 10 X-coordinate {m}
, !- Vertex 10 Y-coordinate {m}
, !- Vertex 10 Z-coordinate {m}
, !- Vertex 11 X-coordinate {m}
, !- Vertex 11 Y-coordinate {m}
, !- Vertex 11 Z-coordinate {m}
, !- Vertex 12 X-coordinate {m}
, !- Vertex 12 Y-coordinate {m}
, !- Vertex 12 Z-coordinate {m}
, !- Vertex 13 X-coordinate {m}
, !- Vertex 13 Y-coordinate {m}
, !- Vertex 13 Z-coordinate {m}
, !- Vertex 14 X-coordinate {m}
, !- Vertex 14 Y-coordinate {m}
, !- Vertex 14 Z-coordinate {m}
, !- Vertex 15 X-coordinate {m}
, !- Vertex 15 Y-coordinate {m}
, !- Vertex 15 Z-coordinate {m}
, !- Vertex 16 X-coordinate {m}
, !- Vertex 16 Y-coordinate {m}
, !- Vertex 16 Z-coordinate {m}
, !- Vertex 17 X-coordinate {m}
, !- Vertex 17 Y-coordinate {m}
, !- Vertex 17 Z-coordinate {m}
, !- Vertex 18 X-coordinate {m}
, !- Vertex 18 Y-coordinate {m}
, !- Vertex 18 Z-coordinate {m}
, !- Vertex 19 X-coordinate {m}
, !- Vertex 19 Y-coordinate {m}
, !- Vertex 19 Z-coordinate {m}
, !- Vertex 20 X-coordinate {m}
, !- Vertex 20 Y-coordinate {m}
; !- Vertex 20 Z-coordinate {m}
BuildingSurface:Detailed,
M-158-BreakRoom_Srf_0, !- Name
Floor, !- Surface Type
Hole, !- Construction Name
M-158-BreakRoom Thermal Zone, !- Zone Name
outdoors, !- Outside Boundary Condition
, !- Outside Boundary Condition Object
SunExposed, !- Sun Exposure
WindExposed, !- Wind Exposure
, !- View Factor to Ground
4, !- Number of Vertices
62.092, !- Vertex 1 X-coordinate {m}
54.437, !- Vertex 1 Y-coordinate {m}
2.819, !- Vertex 1 Z-coordinate {m}
62.092, !- Vertex 2 X-coordinate {m}
50.963, !- Vertex 2 Y-coordinate {m}
2.819, !- Vertex 2 Z-coordinate {m}
58.47, !- Vertex 3 X-coordinate {m}
50.963, !- Vertex 3 Y-coordinate {m}
2.819, !- Vertex 3 Z-coordinate {m}
58.47, !- Vertex 4 X-coordinate {m}
54.437, !- Vertex 4 Y-coordinate {m}
2.819, !- Vertex 4 Z-coordinate {m}
, !- Vertex 5 X-coordinate {m}
, !- Vertex 5 Y-coordinate {m}
, !- Vertex 5 Z-coordinate {m}
, !- Vertex 6 X-coordinate {m}
, !- Vertex 6 Y-coordinate {m}
, !- Vertex 6 Z-coordinate {m}
, !- Vertex 7 X-coordinate {m}
, !- Vertex 7 Y-coordinate {m}
, !- Vertex 7 Z-coordinate {m}
, !- Vertex 8 X-coordinate {m}
, !- Vertex 8 Y-coordinate {m}
, !- Vertex 8 Z-coordinate {m}
, !- Vertex 9 X-coordinate {m}
, !- Vertex 9 Y-coordinate {m}
, !- Vertex 9 Z-coordinate {m}
, !- Vertex 10 X-coordinate {m}
, !- Vertex 10 Y-coordinate {m}
, !- Vertex 10 Z-coordinate {m}
, !- Vertex 11 X-coordinate {m}
, !- Vertex 11 Y-coordinate {m}
, !- Vertex 11 Z-coordinate {m}
, !- Vertex 12 X-coordinate {m}
, !- Vertex 12 Y-coordinate {m}
, !- Vertex 12 Z-coordinate {m}
, !- Vertex 13 X-coordinate {m}
, !- Vertex 13 Y-coordinate {m}
, !- Vertex 13 Z-coordinate {m}
, !- Vertex 14 X-coordinate {m}
, !- Vertex 14 Y-coordinate {m}
, !- Vertex 14 Z-coordinate {m}
, !- Vertex 15 X-coordinate {m}
, !- Vertex 15 Y-coordinate {m}
, !- Vertex 15 Z-coordinate {m}
, !- Vertex 16 X-coordinate {m}
, !- Vertex 16 Y-coordinate {m}
, !- Vertex 16 Z-coordinate {m}
, !- Vertex 17 X-coordinate {m}
, !- Vertex 17 Y-coordinate {m}
, !- Vertex 17 Z-coordinate {m}
, !- Vertex 18 X-coordinate {m}
, !- Vertex 18 Y-coordinate {m}
, !- Vertex 18 Z-coordinate {m}
, !- Vertex 19 X-coordinate {m}
, !- Vertex 19 Y-coordinate {m}
, !- Vertex 19 Z-coordinate {m}
, !- Vertex 20 X-coordinate {m}
, !- Vertex 20 Y-coordinate {m}
; !- Vertex 20 Z-coordinate {m}
BuildingSurface:Detailed,
M-158-BreakRoom_Srf_1, !- Name
Wall, !- Surface Type
Hole, !- Construction Name
M-158-BreakRoom Thermal Zone, !- Zone Name
Surface, !- Outside Boundary Condition
M-ExgWomen_Srf_4, !- Outside Boundary Condition Object
NoSun, !- Sun Exposure
NoWind, !- Wind Exposure
, !- View Factor to Ground
4, !- Number of Vertices
62.092, !- Vertex 1 X-coordinate {m}
50.963, !- Vertex 1 Y-coordinate {m}
5.715, !- Vertex 1 Z-coordinate {m}
62.092, !- Vertex 2 X-coordinate {m}
50.963, !- Vertex 2 Y-coordinate {m}
2.819, !- Vertex 2 Z-coordinate {m}
62.092, !- Vertex 3 X-coordinate {m}
52.829, !- Vertex 3 Y-coordinate {m}
2.819, !- Vertex 3 Z-coordinate {m}
62.092, !- Vertex 4 X-coordinate {m}
52.829, !- Vertex 4 Y-coordinate {m}
5.715, !- Vertex 4 Z-coordinate {m}
, !- Vertex 5 X-coordinate {m}
, !- Vertex 5 Y-coordinate {m}
, !- Vertex 5 Z-coordinate {m}
, !- Vertex 6 X-coordinate {m}
, !- Vertex 6 Y-coordinate {m}
, !- Vertex 6 Z-coordinate {m}
, !- Vertex 7 X-coordinate {m}
, !- Vertex 7 Y-coordinate {m}
, !- Vertex 7 Z-coordinate {m}
, !- Vertex 8 X-coordinate {m}
, !- Vertex 8 Y-coordinate {m}
, !- Vertex 8 Z-coordinate {m}
, !- Vertex 9 X-coordinate {m}
, !- Vertex 9 Y-coordinate {m}
, !- Vertex 9 Z-coordinate {m}
, !- Vertex 10 X-coordinate {m}
, !- Vertex 10 Y-coordinate {m}
, !- Vertex 10 Z-coordinate {m}
, !- Vertex 11 X-coordinate {m}
, !- Vertex 11 Y-coordinate {m}
, !- Vertex 11 Z-coordinate {m}
, !- Vertex 12 X-coordinate {m}
, !- Vertex 12 Y-coordinate {m}
, !- Vertex 12 Z-coordinate {m}
, !- Vertex 13 X-coordinate {m}
, !- Vertex 13 Y-coordinate {m}
, !- Vertex 13 Z-coordinate {m}
, !- Vertex 14 X-coordinate {m}
, !- Vertex 14 Y-coordinate {m}
, !- Vertex 14 Z-coordinate {m}
, !- Vertex 15 X-coordinate {m}
, !- Vertex 15 Y-coordinate {m}
, !- Vertex 15 Z-coordinate {m}
, !- Vertex 16 X-coordinate {m}
, !- Vertex 16 Y-coordinate {m}
, !- Vertex 16 Z-coordinate {m}
, !- Vertex 17 X-coordinate {m}
, !- Vertex 17 Y-coordinate {m}
, !- Vertex 17 Z-coordinate {m}
, !- Vertex 18 X-coordinate {m}
, !- Vertex 18 Y-coordinate {m}
, !- Vertex 18 Z-coordinate {m}
, !- Vertex 19 X-coordinate {m}
, !- Vertex 19 Y-coordinate {m}
, !- Vertex 19 Z-coordinate {m}
, !- Vertex 20 X-coordinate {m}
, !- Vertex 20 Y-coordinate {m}
; !- Vertex 20 Z-coordinate {m}
BuildingSurface:Detailed,
M-158-BreakRoom_Srf_2, !- Name
Wall, !- Surface Type
Wall_Exterior, !- Construction Name
M-158-BreakRoom Thermal Zone, !- Zone Name
Outdoors, !- Outside Boundary Condition
, !- Outside Boundary Condition Object
SunExposed, !- Sun Exposure
WindExposed, !- Wind Exposure
, !- View Factor to Ground
4, !- Number of Vertices
58.47, !- Vertex 1 X-coordinate {m}
50.963, !- Vertex 1 Y-coordinate {m}
5.715, !- Vertex 1 Z-coordinate {m}
58.47, !- Vertex 2 X-coordinate {m}
50.963, !- Vertex 2 Y-coordinate {m}
2.819, !- Vertex 2 Z-coordinate {m}
62.092, !- Vertex 3 X-coordinate {m}
50.963, !- Vertex 3 Y-coordinate {m}
2.819, !- Vertex 3 Z-coordinate {m}
62.092, !- Vertex 4 X-coordinate {m}
50.963, !- Vertex 4 Y-coordinate {m}
5.715, !- Vertex 4 Z-coordinate {m}
, !- Vertex 5 X-coordinate {m}
, !- Vertex 5 Y-coordinate {m}
, !- Vertex 5 Z-coordinate {m}
, !- Vertex 6 X-coordinate {m}
, !- Vertex 6 Y-coordinate {m}
, !- Vertex 6 Z-coordinate {m}
, !- Vertex 7 X-coordinate {m}
, !- Vertex 7 Y-coordinate {m}
, !- Vertex 7 Z-coordinate {m}
, !- Vertex 8 X-coordinate {m}
, !- Vertex 8 Y-coordinate {m}
, !- Vertex 8 Z-coordinate {m}
, !- Vertex 9 X-coordinate {m}
, !- Vertex 9 Y-coordinate {m}
, !- Vertex 9 Z-coordinate {m}
, !- Vertex 10 X-coordinate {m}
, !- Vertex 10 Y-coordinate {m}
, !- Vertex 10 Z-coordinate {m}
, !- Vertex 11 X-coordinate {m}
, !- Vertex 11 Y-coordinate {m}
, !- Vertex 11 Z-coordinate {m}
, !- Vertex 12 X-coordinate {m}
, !- Vertex 12 Y-coordinate {m}
, !- Vertex 12 Z-coordinate {m}
, !- Vertex 13 X-coordinate {m}
, !- Vertex 13 Y-coordinate {m}
, !- Vertex 13 Z-coordinate {m}
, !- Vertex 14 X-coordinate {m}
, !- Vertex 14 Y-coordinate {m}
, !- Vertex 14 Z-coordinate {m}
, !- Vertex 15 X-coordinate {m}
, !- Vertex 15 Y-coordinate {m}
, !- Vertex 15 Z-coordinate {m}
, !- Vertex 16 X-coordinate {m}
, !- Vertex 16 Y-coordinate {m}
, !- Vertex 16 Z-coordinate {m}
, !- Vertex 17 X-coordinate {m}
, !- Vertex 17 Y-coordinate {m}
, !- Vertex 17 Z-coordinate {m}
, !- Vertex 18 X-coordinate {m}
, !- Vertex 18 Y-coordinate {m}
, !- Vertex 18 Z-coordinate {m}
, !- Vertex 19 X-coordinate {m}
, !- Vertex 19 Y-coordinate {m}
, !- Vertex 19 Z-coordinate {m}
, !- Vertex 20 X-coordinate {m}
, !- Vertex 20 Y-coordinate {m}
; !- Vertex 20 Z-coordinate {m}
BuildingSurface:Detailed,
M-158-BreakRoom_Srf_3, !- Name
Wall, !- Surface Type
Hole, !- Construction Name
M-158-BreakRoom Thermal Zone, !- Zone Name
Surface, !- Outside Boundary Condition
M-157-ExgOffice_Srf_1, !- Outside Boundary Condition Object
NoSun, !- Sun Exposure
NoWind, !- Wind Exposure
, !- View Factor to Ground
4, !- Number of Vertices
58.47, !- Vertex 1 X-coordinate {m}
54.437, !- Vertex 1 Y-coordinate {m}
5.715, !- Vertex 1 Z-coordinate {m}
58.47, !- Vertex 2 X-coordinate {m}
54.437, !- Vertex 2 Y-coordinate {m}
2.819, !- Vertex 2 Z-coordinate {m}
58.47, !- Vertex 3 X-coordinate {m}
50.963, !- Vertex 3 Y-coordinate {m}
2.819, !- Vertex 3 Z-coordinate {m}
58.47, !- Vertex 4 X-coordinate {m}
50.963, !- Vertex 4 Y-coordinate {m}
5.715, !- Vertex 4 Z-coordinate {m}
, !- Vertex 5 X-coordinate {m}
, !- Vertex 5 Y-coordinate {m}
, !- Vertex 5 Z-coordinate {m}
, !- Vertex 6 X-coordinate {m}
, !- Vertex 6 Y-coordinate {m}
, !- Vertex 6 Z-coordinate {m}
, !- Vertex 7 X-coordinate {m}
, !- Vertex 7 Y-coordinate {m}
, !- Vertex 7 Z-coordinate {m}
, !- Vertex 8 X-coordinate {m}
, !- Vertex 8 Y-coordinate {m}
, !- Vertex 8 Z-coordinate {m}
, !- Vertex 9 X-coordinate {m}
, !- Vertex 9 Y-coordinate {m}
, !- Vertex 9 Z-coordinate {m}
, !- Vertex 10 X-coordinate {m}
, !- Vertex 10 Y-coordinate {m}
, !- Vertex 10 Z-coordinate {m}
, !- Vertex 11 X-coordinate {m}
, !- Vertex 11 Y-coordinate {m}
, !- Vertex 11 Z-coordinate {m}
, !- Vertex 12 X-coordinate {m}
, !- Vertex 12 Y-coordinate {m}
, !- Vertex 12 Z-coordinate {m}
, !- Vertex 13 X-coordinate {m}
, !- Vertex 13 Y-coordinate {m}
, !- Vertex 13 Z-coordinate {m}
, !- Vertex 14 X-coordinate {m}
, !- Vertex 14 Y-coordinate {m}
, !- Vertex 14 Z-coordinate {m}
, !- Vertex 15 X-coordinate {m}
, !- Vertex 15 Y-coordinate {m}
, !- Vertex 15 Z-coordinate {m}
, !- Vertex 16 X-coordinate {m}
, !- Vertex 16 Y-coordinate {m}
, !- Vertex 16 Z-coordinate {m}
, !- Vertex 17 X-coordinate {m}
, !- Vertex 17 Y-coordinate {m}
, !- Vertex 17 Z-coordinate {m}
, !- Vertex 18 X-coordinate {m}
, !- Vertex 18 Y-coordinate {m}
, !- Vertex 18 Z-coordinate {m}
, !- Vertex 19 X-coordinate {m}
, !- Vertex 19 Y-coordinate {m}
, !- Vertex 19 Z-coordinate {m}
, !- Vertex 20 X-coordinate {m}
, !- Vertex 20 Y-coordinate {m}
; !- Vertex 20 Z-coordinate {m}
BuildingSurface:Detailed,
M-158-BreakRoom_Srf_4, !- Name
Wall, !- Surface Type
Hole, !- Construction Name
M-158-BreakRoom Thermal Zone, !- Zone Name
Surface, !- Outside Boundary Condition
M-201-ExgStorage_Srf_9, !- Outside Boundary Condition Object
NoSun, !- Sun Exposure
NoWind, !- Wind Exposure
, !- View Factor to Ground
4, !- Number of Vertices
62.092, !- Vertex 1 X-coordinate {m}
54.437, !- Vertex 1 Y-coordinate {m}
5.715, !- Vertex 1 Z-coordinate {m}
62.092, !- Vertex 2 X-coordinate {m}
54.437, !- Vertex 2 Y-coordinate {m}
2.819, !- Vertex 2 Z-coordinate {m}
58.47, !- Vertex 3 X-coordinate {m}
54.437, !- Vertex 3 Y-coordinate {m}
2.819, !- Vertex 3 Z-coordinate {m}
58.47, !- Vertex 4 X-coordinate {m}
54.437, !- Vertex 4 Y-coordinate {m}
5.715, !- Vertex 4 Z-coordinate {m}
, !- Vertex 5 X-coordinate {m}
, !- Vertex 5 Y-coordinate {m}
, !- Vertex 5 Z-coordinate {m}
, !- Vertex 6 X-coordinate {m}
, !- Vertex 6 Y-coordinate {m}
, !- Vertex 6 Z-coordinate {m}
, !- Vertex 7 X-coordinate {m}
, !- Vertex 7 Y-coordinate {m}
, !- Vertex 7 Z-coordinate {m}
, !- Vertex 8 X-coordinate {m}
, !- Vertex 8 Y-coordinate {m}
, !- Vertex 8 Z-coordinate {m}
, !- Vertex 9 X-coordinate {m}
, !- Vertex 9 Y-coordinate {m}
, !- Vertex 9 Z-coordinate {m}
, !- Vertex 10 X-coordinate {m}
, !- Vertex 10 Y-coordinate {m}
, !- Vertex 10 Z-coordinate {m}
, !- Vertex 11 X-coordinate {m}
, !- Vertex 11 Y-coordinate {m}
, !- Vertex 11 Z-coordinate {m}
, !- Vertex 12 X-coordinate {m}
, !- Vertex 12 Y-coordinate {m}
, !- Vertex 12 Z-coordinate {m}
, !- Vertex 13 X-coordinate {m}
, !- Vertex 13 Y-coordinate {m}
, !- Vertex 13 Z-coordinate {m}
, !- Vertex 14 X-coordinate {m}
, !- Vertex 14 Y-coordinate {m}
, !- Vertex 14 Z-coordinate {m}
, !- Vertex 15 X-coordinate {m}
, !- Vertex 15 Y-coordinate {m}
, !- Vertex 15 Z-coordinate {m}
, !- Vertex 16 X-coordinate {m}
, !- Vertex 16 Y-coordinate {m}
, !- Vertex 16 Z-coordinate {m}
, !- Vertex 17 X-coordinate {m}
, !- Vertex 17 Y-coordinate {m}
, !- Vertex 17 Z-coordinate {m}
, !- Vertex 18 X-coordinate {m}
, !- Vertex 18 Y-coordinate {m}
, !- Vertex 18 Z-coordinate {m}
, !- Vertex 19 X-coordinate {m}
, !- Vertex 19 Y-coordinate {m}
, !- Vertex 19 Z-coordinate {m}
, !- Vertex 20 X-coordinate {m}
, !- Vertex 20 Y-coordinate {m}
; !- Vertex 20 Z-coordinate {m}
BuildingSurface:Detailed,
M-158-BreakRoom_Srf_5, !- Name
Wall, !- Surface Type
Hole, !- Construction Name
M-158-BreakRoom Thermal Zone, !- Zone Name
Surface, !- Outside Boundary Condition
M-159-ExgVest_Srf_2, !- Outside Boundary Condition Object
NoSun, !- Sun Exposure
NoWind, !- Wind Exposure
, !- View Factor to Ground
4, !- Number of Vertices
62.092, !- Vertex 1 X-coordinate {m}
52.829, !- Vertex 1 Y-coordinate {m}
5.715, !- Vertex 1 Z-coordinate {m}
62.092, !- Vertex 2 X-coordinate {m}
52.829, !- Vertex 2 Y-coordinate {m}
2.819, !- Vertex 2 Z-coordinate {m}
62.092, !- Vertex 3 X-coordinate {m}
54.437, !- Vertex 3 Y-coordinate {m}
2.819, !- Vertex 3 Z-coordinate {m}
62.092, !- Vertex 4 X-coordinate {m}
54.437, !- Vertex 4 Y-coordinate {m}
5.715, !- Vertex 4 Z-coordinate {m}
, !- Vertex 5 X-coordinate {m}
, !- Vertex 5 Y-coordinate {m}
, !- Vertex 5 Z-coordinate {m}
, !- Vertex 6 X-coordinate {m}
, !- Vertex 6 Y-coordinate {m}
, !- Vertex 6 Z-coordinate {m}
, !- Vertex 7 X-coordinate {m}
, !- Vertex 7 Y-coordinate {m}
, !- Vertex 7 Z-coordinate {m}
, !- Vertex 8 X-coordinate {m}
, !- Vertex 8 Y-coordinate {m}
, !- Vertex 8 Z-coordinate {m}
, !- Vertex 9 X-coordinate {m}
, !- Vertex 9 Y-coordinate {m}
, !- Vertex 9 Z-coordinate {m}
, !- Vertex 10 X-coordinate {m}
, !- Vertex 10 Y-coordinate {m}
, !- Vertex 10 Z-coordinate {m}
, !- Vertex 11 X-coordinate {m}
, !- Vertex 11 Y-coordinate {m}
, !- Vertex 11 Z-coordinate {m}
, !- Vertex 12 X-coordinate {m}
, !- Vertex 12 Y-coordinate {m}
, !- Vertex 12 Z-coordinate {m}
, !- Vertex 13 X-coordinate {m}
, !- Vertex 13 Y-coordinate {m}
, !- Vertex 13 Z-coordinate {m}
, !- Vertex 14 X-coordinate {m}
, !- Vertex 14 Y-coordinate {m}
, !- Vertex 14 Z-coordinate {m}
, !- Vertex 15 X-coordinate {m}
, !- Vertex 15 Y-coordinate {m}
, !- Vertex 15 Z-coordinate {m}
, !- Vertex 16 X-coordinate {m}
, !- Vertex 16 Y-coordinate {m}
, !- Vertex 16 Z-coordinate {m}
, !- Vertex 17 X-coordinate {m}
, !- Vertex 17 Y-coordinate {m}
, !- Vertex 17 Z-coordinate {m}
, !- Vertex 18 X-coordinate {m}
, !- Vertex 18 Y-coordinate {m}
, !- Vertex 18 Z-coordinate {m}
, !- Vertex 19 X-coordinate {m}
, !- Vertex 19 Y-coordinate {m}
, !- Vertex 19 Z-coordinate {m}
, !- Vertex 20 X-coordinate {m}
, !- Vertex 20 Y-coordinate {m}
; !- Vertex 20 Z-coordinate {m}
BuildingSurface:Detailed,
M-158-BreakRoom_Srf_6, !- Name
Roof, !- Surface Type
Roof_BOH, !- Construction Name
M-158-BreakRoom Thermal Zone, !- Zone Name
Outdoors, !- Outside Boundary Condition
, !- Outside Boundary Condition Object
SunExposed, !- Sun Exposure
WindExposed, !- Wind Exposure
, !- View Factor to Ground
4, !- Number of Vertices
58.47, !- Vertex 1 X-coordinate {m}
54.437, !- Vertex 1 Y-coordinate {m}
5.715, !- Vertex 1 Z-coordinate {m}
58.47, !- Vertex 2 X-coordinate {m}
50.963, !- Vertex 2 Y-coordinate {m}
5.715, !- Vertex 2 Z-coordinate {m}
62.092, !- Vertex 3 X-coordinate {m}
50.963, !- Vertex 3 Y-coordinate {m}
5.715, !- Vertex 3 Z-coordinate {m}
62.092, !- Vertex 4 X-coordinate {m}
54.437, !- Vertex 4 Y-coordinate {m}
5.715, !- Vertex 4 Z-coordinate {m}
, !- Vertex 5 X-coordinate {m}
, !- Vertex 5 Y-coordinate {m}
, !- Vertex 5 Z-coordinate {m}
, !- Vertex 6 X-coordinate {m}
, !- Vertex 6 Y-coordinate {m}
, !- Vertex 6 Z-coordinate {m}
, !- Vertex 7 X-coordinate {m}
, !- Vertex 7 Y-coordinate {m}
, !- Vertex 7 Z-coordinate {m}
, !- Vertex 8 X-coordinate {m}
, !- Vertex 8 Y-coordinate {m}
, !- Vertex 8 Z-coordinate {m}
, !- Vertex 9 X-coordinate {m}
, !- Vertex 9 Y-coordinate {m}
, !- Vertex 9 Z-coordinate {m}
, !- Vertex 10 X-coordinate {m}
, !- Vertex 10 Y-coordinate {m}
, !- Vertex 10 Z-coordinate {m}
, !- Vertex 11 X-coordinate {m}
, !- Vertex 11 Y-coordinate {m}
, !- Vertex 11 Z-coordinate {m}
, !- Vertex 12 X-coordinate {m}
, !- Vertex 12 Y-coordinate {m}
, !- Vertex 12 Z-coordinate {m}
, !- Vertex 13 X-coordinate {m}
, !- Vertex 13 Y-coordinate {m}
, !- Vertex 13 Z-coordinate {m}
, !- Vertex 14 X-coordinate {m}
, !- Vertex 14 Y-coordinate {m}
, !- Vertex 14 Z-coordinate {m}
, !- Vertex 15 X-coordinate {m}
, !- Vertex 15 Y-coordinate {m}
, !- Vertex 15 Z-coordinate {m}
, !- Vertex 16 X-coordinate {m}
, !- Vertex 16 Y-coordinate {m}
, !- Vertex 16 Z-coordinate {m}
, !- Vertex 17 X-coordinate {m}
, !- Vertex 17 Y-coordinate {m}
, !- Vertex 17 Z-coordinate {m}
, !- Vertex 18 X-coordinate {m}
, !- Vertex 18 Y-coordinate {m}
, !- Vertex 18 Z-coordinate {m}
, !- Vertex 19 X-coordinate {m}
, !- Vertex 19 Y-coordinate {m}
, !- Vertex 19 Z-coordinate {m}
, !- Vertex 20 X-coordinate {m}
, !- Vertex 20 Y-coordinate {m}
; !- Vertex 20 Z-coordinate {m}
BuildingSurface:Detailed,
M-159-ExgVest_Srf_0, !- Name
Floor, !- Surface Type
Hole, !- Construction Name
M-159-ExgVest Thermal Zone, !- Zone Name
outdoors, !- Outside Boundary Condition
, !- Outside Boundary Condition Object
SunExposed, !- Sun Exposure
WindExposed, !- Wind Exposure
, !- View Factor to Ground
4, !- Number of Vertices
63.836, !- Vertex 1 X-coordinate {m}
54.437, !- Vertex 1 Y-coordinate {m}
2.819, !- Vertex 1 Z-coordinate {m}
63.836, !- Vertex 2 X-coordinate {m}
52.829, !- Vertex 2 Y-coordinate {m}
2.819, !- Vertex 2 Z-coordinate {m}
62.092, !- Vertex 3 X-coordinate {m}
52.829, !- Vertex 3 Y-coordinate {m}
2.819, !- Vertex 3 Z-coordinate {m}
62.092, !- Vertex 4 X-coordinate {m}
54.437, !- Vertex 4 Y-coordinate {m}
2.819, !- Vertex 4 Z-coordinate {m}
, !- Vertex 5 X-coordinate {m}
, !- Vertex 5 Y-coordinate {m}
, !- Vertex 5 Z-coordinate {m}
, !- Vertex 6 X-coordinate {m}
, !- Vertex 6 Y-coordinate {m}
, !- Vertex 6 Z-coordinate {m}
, !- Vertex 7 X-coordinate {m}
, !- Vertex 7 Y-coordinate {m}
, !- Vertex 7 Z-coordinate {m}
, !- Vertex 8 X-coordinate {m}
, !- Vertex 8 Y-coordinate {m}
, !- Vertex 8 Z-coordinate {m}
, !- Vertex 9 X-coordinate {m}
, !- Vertex 9 Y-coordinate {m}
, !- Vertex 9 Z-coordinate {m}
, !- Vertex 10 X-coordinate {m}
, !- Vertex 10 Y-coordinate {m}
, !- Vertex 10 Z-coordinate {m}
, !- Vertex 11 X-coordinate {m}
, !- Vertex 11 Y-coordinate {m}
, !- Vertex 11 Z-coordinate {m}
, !- Vertex 12 X-coordinate {m}
, !- Vertex 12 Y-coordinate {m}
, !- Vertex 12 Z-coordinate {m}
, !- Vertex 13 X-coordinate {m}
, !- Vertex 13 Y-coordinate {m}
, !- Vertex 13 Z-coordinate {m}
, !- Vertex 14 X-coordinate {m}
, !- Vertex 14 Y-coordinate {m}
, !- Vertex 14 Z-coordinate {m}
, !- Vertex 15 X-coordinate {m}
, !- Vertex 15 Y-coordinate {m}
, !- Vertex 15 Z-coordinate {m}
, !- Vertex 16 X-coordinate {m}
, !- Vertex 16 Y-coordinate {m}
, !- Vertex 16 Z-coordinate {m}
, !- Vertex 17 X-coordinate {m}
, !- Vertex 17 Y-coordinate {m}
, !- Vertex 17 Z-coordinate {m}
, !- Vertex 18 X-coordinate {m}
, !- Vertex 18 Y-coordinate {m}
, !- Vertex 18 Z-coordinate {m}
, !- Vertex 19 X-coordinate {m}
, !- Vertex 19 Y-coordinate {m}
, !- Vertex 19 Z-coordinate {m}
, !- Vertex 20 X-coordinate {m}
, !- Vertex 20 Y-coordinate {m}
; !- Vertex 20 Z-coordinate {m}
BuildingSurface:Detailed,
M-159-ExgVest_Srf_1, !- Name
Wall, !- Surface Type
Wall_Exterior, !- Construction Name
M-159-ExgVest Thermal Zone, !- Zone Name
Outdoors, !- Outside Boundary Condition
, !- Outside Boundary Condition Object
SunExposed, !- Sun Exposure
WindExposed, !- Wind Exposure
, !- View Factor to Ground
4, !- Number of Vertices
62.092, !- Vertex 1 X-coordinate {m}
52.829, !- Vertex 1 Y-coordinate {m}
5.715, !- Vertex 1 Z-coordinate {m}
62.092, !- Vertex 2 X-coordinate {m}
52.829, !- Vertex 2 Y-coordinate {m}
2.819, !- Vertex 2 Z-coordinate {m}
63.836, !- Vertex 3 X-coordinate {m}
52.829, !- Vertex 3 Y-coordinate {m}
2.819, !- Vertex 3 Z-coordinate {m}
63.836, !- Vertex 4 X-coordinate {m}
52.829, !- Vertex 4 Y-coordinate {m}
5.715, !- Vertex 4 Z-coordinate {m}
, !- Vertex 5 X-coordinate {m}
, !- Vertex 5 Y-coordinate {m}
, !- Vertex 5 Z-coordinate {m}
, !- Vertex 6 X-coordinate {m}
, !- Vertex 6 Y-coordinate {m}
, !- Vertex 6 Z-coordinate {m}
, !- Vertex 7 X-coordinate {m}
, !- Vertex 7 Y-coordinate {m}
, !- Vertex 7 Z-coordinate {m}
, !- Vertex 8 X-coordinate {m}
, !- Vertex 8 Y-coordinate {m}
, !- Vertex 8 Z-coordinate {m}
, !- Vertex 9 X-coordinate {m}
, !- Vertex 9 Y-coordinate {m}
, !- Vertex 9 Z-coordinate {m}
, !- Vertex 10 X-coordinate {m}
, !- Vertex 10 Y-coordinate {m}
, !- Vertex 10 Z-coordinate {m}
, !- Vertex 11 X-coordinate {m}
, !- Vertex 11 Y-coordinate {m}
, !- Vertex 11 Z-coordinate {m}
, !- Vertex 12 X-coordinate {m}
, !- Vertex 12 Y-coordinate {m}
, !- Vertex 12 Z-coordinate {m}
, !- Vertex 13 X-coordinate {m}
, !- Vertex 13 Y-coordinate {m}
, !- Vertex 13 Z-coordinate {m}
, !- Vertex 14 X-coordinate {m}
, !- Vertex 14 Y-coordinate {m}
, !- Vertex 14 Z-coordinate {m}
, !- Vertex 15 X-coordinate {m}
, !- Vertex 15 Y-coordinate {m}
, !- Vertex 15 Z-coordinate {m}
, !- Vertex 16 X-coordinate {m}
, !- Vertex 16 Y-coordinate {m}
, !- Vertex 16 Z-coordinate {m}
, !- Vertex 17 X-coordinate {m}
, !- Vertex 17 Y-coordinate {m}
, !- Vertex 17 Z-coordinate {m}
, !- Vertex 18 X-coordinate {m}
, !- Vertex 18 Y-coordinate {m}
, !- Vertex 18 Z-coordinate {m}
, !- Vertex 19 X-coordinate {m}
, !- Vertex 19 Y-coordinate {m}
, !- Vertex 19 Z-coordinate {m}
, !- Vertex 20 X-coordinate {m}
, !- Vertex 20 Y-coordinate {m}
; !- Vertex 20 Z-coordinate {m}
BuildingSurface:Detailed,
M-159-ExgVest_Srf_2, !- Name
Wall, !- Surface Type
Hole, !- Construction Name
M-159-ExgVest Thermal Zone, !- Zone Name
Surface, !- Outside Boundary Condition
M-158-BreakRoom_Srf_5, !- Outside Boundary Condition Object
NoSun, !- Sun Exposure
NoWind, !- Wind Exposure
, !- View Factor to Ground
4, !- Number of Vertices
62.092, !- Vertex 1 X-coordinate {m}
54.437, !- Vertex 1 Y-coordinate {m}
5.715, !- Vertex 1 Z-coordinate {m}
62.092, !- Vertex 2 X-coordinate {m}
54.437, !- Vertex 2 Y-coordinate {m}
2.819, !- Vertex 2 Z-coordinate {m}
62.092, !- Vertex 3 X-coordinate {m}
52.829, !- Vertex 3 Y-coordinate {m}
2.819, !- Vertex 3 Z-coordinate {m}
62.092, !- Vertex 4 X-coordinate {m}
52.829, !- Vertex 4 Y-coordinate {m}
5.715, !- Vertex 4 Z-coordinate {m}
, !- Vertex 5 X-coordinate {m}
, !- Vertex 5 Y-coordinate {m}
, !- Vertex 5 Z-coordinate {m}
, !- Vertex 6 X-coordinate {m}
, !- Vertex 6 Y-coordinate {m}
, !- Vertex 6 Z-coordinate {m}
, !- Vertex 7 X-coordinate {m}
, !- Vertex 7 Y-coordinate {m}
, !- Vertex 7 Z-coordinate {m}
, !- Vertex 8 X-coordinate {m}
, !- Vertex 8 Y-coordinate {m}
, !- Vertex 8 Z-coordinate {m}
, !- Vertex 9 X-coordinate {m}
, !- Vertex 9 Y-coordinate {m}
, !- Vertex 9 Z-coordinate {m}
, !- Vertex 10 X-coordinate {m}
, !- Vertex 10 Y-coordinate {m}
, !- Vertex 10 Z-coordinate {m}
, !- Vertex 11 X-coordinate {m}
, !- Vertex 11 Y-coordinate {m}
, !- Vertex 11 Z-coordinate {m}
, !- Vertex 12 X-coordinate {m}
, !- Vertex 12 Y-coordinate {m}
, !- Vertex 12 Z-coordinate {m}
, !- Vertex 13 X-coordinate {m}
, !- Vertex 13 Y-coordinate {m}
, !- Vertex 13 Z-coordinate {m}
, !- Vertex 14 X-coordinate {m}
, !- Vertex 14 Y-coordinate {m}
, !- Vertex 14 Z-coordinate {m}
, !- Vertex 15 X-coordinate {m}
, !- Vertex 15 Y-coordinate {m}
, !- Vertex 15 Z-coordinate {m}
, !- Vertex 16 X-coordinate {m}
, !- Vertex 16 Y-coordinate {m}
, !- Vertex 16 Z-coordinate {m}
, !- Vertex 17 X-coordinate {m}
, !- Vertex 17 Y-coordinate {m}
, !- Vertex 17 Z-coordinate {m}
, !- Vertex 18 X-coordinate {m}
, !- Vertex 18 Y-coordinate {m}
, !- Vertex 18 Z-coordinate {m}
, !- Vertex 19 X-coordinate {m}
, !- Vertex 19 Y-coordinate {m}
, !- Vertex 19 Z-coordinate {m}
, !- Vertex 20 X-coordinate {m}
, !- Vertex 20 Y-coordinate {m}
; !- Vertex 20 Z-coordinate {m}
BuildingSurface:Detailed,
M-159-ExgVest_Srf_3, !- Name
Wall, !- Surface Type
Wall_Exterior, !- Construction Name
M-159-ExgVest Thermal Zone, !- Zone Name
Outdoors, !- Outside Boundary Condition
, !- Outside Boundary Condition Object
SunExposed, !- Sun Exposure
WindExposed, !- Wind Exposure
, !- View Factor to Ground
4, !- Number of Vertices
63.836, !- Vertex 1 X-coordinate {m}
54.437, !- Vertex 1 Y-coordinate {m}
5.715, !- Vertex 1 Z-coordinate {m}
63.836, !- Vertex 2 X-coordinate {m}
54.437, !- Vertex 2 Y-coordinate {m}
2.819, !- Vertex 2 Z-coordinate {m}
62.092, !- Vertex 3 X-coordinate {m}
54.437, !- Vertex 3 Y-coordinate {m}
2.819, !- Vertex 3 Z-coordinate {m}
62.092, !- Vertex 4 X-coordinate {m}
54.437, !- Vertex 4 Y-coordinate {m}
5.715, !- Vertex 4 Z-coordinate {m}
, !- Vertex 5 X-coordinate {m}
, !- Vertex 5 Y-coordinate {m}
, !- Vertex 5 Z-coordinate {m}
, !- Vertex 6 X-coordinate {m}
, !- Vertex 6 Y-coordinate {m}
, !- Vertex 6 Z-coordinate {m}
, !- Vertex 7 X-coordinate {m}
, !- Vertex 7 Y-coordinate {m}
, !- Vertex 7 Z-coordinate {m}
, !- Vertex 8 X-coordinate {m}
, !- Vertex 8 Y-coordinate {m}
, !- Vertex 8 Z-coordinate {m}
, !- Vertex 9 X-coordinate {m}
, !- Vertex 9 Y-coordinate {m}
, !- Vertex 9 Z-coordinate {m}
, !- Vertex 10 X-coordinate {m}
, !- Vertex 10 Y-coordinate {m}
, !- Vertex 10 Z-coordinate {m}
, !- Vertex 11 X-coordinate {m}
, !- Vertex 11 Y-coordinate {m}
, !- Vertex 11 Z-coordinate {m}
, !- Vertex 12 X-coordinate {m}
, !- Vertex 12 Y-coordinate {m}
, !- Vertex 12 Z-coordinate {m}
, !- Vertex 13 X-coordinate {m}
, !- Vertex 13 Y-coordinate {m}
, !- Vertex 13 Z-coordinate {m}
, !- Vertex 14 X-coordinate {m}
, !- Vertex 14 Y-coordinate {m}
, !- Vertex 14 Z-coordinate {m}
, !- Vertex 15 X-coordinate {m}
, !- Vertex 15 Y-coordinate {m}
, !- Vertex 15 Z-coordinate {m}
, !- Vertex 16 X-coordinate {m}
, !- Vertex 16 Y-coordinate {m}
, !- Vertex 16 Z-coordinate {m}
, !- Vertex 17 X-coordinate {m}
, !- Vertex 17 Y-coordinate {m}
, !- Vertex 17 Z-coordinate {m}
, !- Vertex 18 X-coordinate {m}
, !- Vertex 18 Y-coordinate {m}
, !- Vertex 18 Z-coordinate {m}
, !- Vertex 19 X-coordinate {m}
, !- Vertex 19 Y-coordinate {m}
, !- Vertex 19 Z-coordinate {m}
, !- Vertex 20 X-coordinate {m}
, !- Vertex 20 Y-coordinate {m}
; !- Vertex 20 Z-coordinate {m}
BuildingSurface:Detailed,
M-159-ExgVest_Srf_4, !- Name
Wall, !- Surface Type
Hole, !- Construction Name
M-159-ExgVest Thermal Zone, !- Zone Name
Surface, !- Outside Boundary Condition
M-161-Men_Srf_1, !- Outside Boundary Condition Object
NoSun, !- Sun Exposure
NoWind, !- Wind Exposure
, !- View Factor to Ground
4, !- Number of Vertices
63.836, !- Vertex 1 X-coordinate {m}
52.829, !- Vertex 1 Y-coordinate {m}
5.715, !- Vertex 1 Z-coordinate {m}
63.836, !- Vertex 2 X-coordinate {m}
52.829, !- Vertex 2 Y-coordinate {m}
2.819, !- Vertex 2 Z-coordinate {m}
63.836, !- Vertex 3 X-coordinate {m}
54.437, !- Vertex 3 Y-coordinate {m}
2.819, !- Vertex 3 Z-coordinate {m}
63.836, !- Vertex 4 X-coordinate {m}
54.437, !- Vertex 4 Y-coordinate {m}
5.715, !- Vertex 4 Z-coordinate {m}
, !- Vertex 5 X-coordinate {m}
, !- Vertex 5 Y-coordinate {m}
, !- Vertex 5 Z-coordinate {m}
, !- Vertex 6 X-coordinate {m}
, !- Vertex 6 Y-coordinate {m}
, !- Vertex 6 Z-coordinate {m}
, !- Vertex 7 X-coordinate {m}
, !- Vertex 7 Y-coordinate {m}
, !- Vertex 7 Z-coordinate {m}
, !- Vertex 8 X-coordinate {m}
, !- Vertex 8 Y-coordinate {m}
, !- Vertex 8 Z-coordinate {m}
, !- Vertex 9 X-coordinate {m}
, !- Vertex 9 Y-coordinate {m}
, !- Vertex 9 Z-coordinate {m}
, !- Vertex 10 X-coordinate {m}
, !- Vertex 10 Y-coordinate {m}
, !- Vertex 10 Z-coordinate {m}
, !- Vertex 11 X-coordinate {m}
, !- Vertex 11 Y-coordinate {m}
, !- Vertex 11 Z-coordinate {m}
, !- Vertex 12 X-coordinate {m}
, !- Vertex 12 Y-coordinate {m}
, !- Vertex 12 Z-coordinate {m}
, !- Vertex 13 X-coordinate {m}
, !- Vertex 13 Y-coordinate {m}
, !- Vertex 13 Z-coordinate {m}
, !- Vertex 14 X-coordinate {m}
, !- Vertex 14 Y-coordinate {m}
, !- Vertex 14 Z-coordinate {m}
, !- Vertex 15 X-coordinate {m}
, !- Vertex 15 Y-coordinate {m}
, !- Vertex 15 Z-coordinate {m}
, !- Vertex 16 X-coordinate {m}
, !- Vertex 16 Y-coordinate {m}
, !- Vertex 16 Z-coordinate {m}
, !- Vertex 17 X-coordinate {m}
, !- Vertex 17 Y-coordinate {m}
, !- Vertex 17 Z-coordinate {m}
, !- Vertex 18 X-coordinate {m}
, !- Vertex 18 Y-coordinate {m}
, !- Vertex 18 Z-coordinate {m}
, !- Vertex 19 X-coordinate {m}
, !- Vertex 19 Y-coordinate {m}
, !- Vertex 19 Z-coordinate {m}
, !- Vertex 20 X-coordinate {m}
, !- Vertex 20 Y-coordinate {m}
; !- Vertex 20 Z-coordinate {m}
BuildingSurface:Detailed,
M-159-ExgVest_Srf_5, !- Name
Roof, !- Surface Type
Roof_BOH, !- Construction Name
M-159-ExgVest Thermal Zone, !- Zone Name
Outdoors, !- Outside Boundary Condition
, !- Outside Boundary Condition Object
SunExposed, !- Sun Exposure
WindExposed, !- Wind Exposure
, !- View Factor to Ground
4, !- Number of Vertices
62.092, !- Vertex 1 X-coordinate {m}
54.437, !- Vertex 1 Y-coordinate {m}
5.715, !- Vertex 1 Z-coordinate {m}
62.092, !- Vertex 2 X-coordinate {m}
52.829, !- Vertex 2 Y-coordinate {m}
5.715, !- Vertex 2 Z-coordinate {m}
63.836, !- Vertex 3 X-coordinate {m}
52.829, !- Vertex 3 Y-coordinate {m}
5.715, !- Vertex 3 Z-coordinate {m}
63.836, !- Vertex 4 X-coordinate {m}
54.437, !- Vertex 4 Y-coordinate {m}
5.715, !- Vertex 4 Z-coordinate {m}
, !- Vertex 5 X-coordinate {m}
, !- Vertex 5 Y-coordinate {m}
, !- Vertex 5 Z-coordinate {m}
, !- Vertex 6 X-coordinate {m}
, !- Vertex 6 Y-coordinate {m}
, !- Vertex 6 Z-coordinate {m}
, !- Vertex 7 X-coordinate {m}
, !- Vertex 7 Y-coordinate {m}
, !- Vertex 7 Z-coordinate {m}
, !- Vertex 8 X-coordinate {m}
, !- Vertex 8 Y-coordinate {m}
, !- Vertex 8 Z-coordinate {m}
, !- Vertex 9 X-coordinate {m}
, !- Vertex 9 Y-coordinate {m}
, !- Vertex 9 Z-coordinate {m}
, !- Vertex 10 X-coordinate {m}
, !- Vertex 10 Y-coordinate {m}
, !- Vertex 10 Z-coordinate {m}
, !- Vertex 11 X-coordinate {m}
, !- Vertex 11 Y-coordinate {m}
, !- Vertex 11 Z-coordinate {m}
, !- Vertex 12 X-coordinate {m}
, !- Vertex 12 Y-coordinate {m}
, !- Vertex 12 Z-coordinate {m}
, !- Vertex 13 X-coordinate {m}
, !- Vertex 13 Y-coordinate {m}
, !- Vertex 13 Z-coordinate {m}
, !- Vertex 14 X-coordinate {m}
, !- Vertex 14 Y-coordinate {m}
, !- Vertex 14 Z-coordinate {m}
, !- Vertex 15 X-coordinate {m}
, !- Vertex 15 Y-coordinate {m}
, !- Vertex 15 Z-coordinate {m}
, !- Vertex 16 X-coordinate {m}
, !- Vertex 16 Y-coordinate {m}
, !- Vertex 16 Z-coordinate {m}
, !- Vertex 17 X-coordinate {m}
, !- Vertex 17 Y-coordinate {m}
, !- Vertex 17 Z-coordinate {m}
, !- Vertex 18 X-coordinate {m}
, !- Vertex 18 Y-coordinate {m}
, !- Vertex 18 Z-coordinate {m}
, !- Vertex 19 X-coordinate {m}
, !- Vertex 19 Y-coordinate {m}
, !- Vertex 19 Z-coordinate {m}
, !- Vertex 20 X-coordinate {m}
, !- Vertex 20 Y-coordinate {m}
; !- Vertex 20 Z-coordinate {m}
BuildingSurface:Detailed,
M-161-Men_Srf_0, !- Name
Floor, !- Surface Type
Hole, !- Construction Name
M-161-Men Thermal Zone, !- Zone Name
outdoors, !- Outside Boundary Condition
, !- Outside Boundary Condition Object
SunExposed, !- Sun Exposure
WindExposed, !- Wind Exposure
, !- View Factor to Ground
4, !- Number of Vertices
66.751, !- Vertex 1 X-coordinate {m}
54.437, !- Vertex 1 Y-coordinate {m}
2.819, !- Vertex 1 Z-coordinate {m}
66.751, !- Vertex 2 X-coordinate {m}
52.829, !- Vertex 2 Y-coordinate {m}
2.819, !- Vertex 2 Z-coordinate {m}
63.836, !- Vertex 3 X-coordinate {m}
52.829, !- Vertex 3 Y-coordinate {m}
2.819, !- Vertex 3 Z-coordinate {m}
63.836, !- Vertex 4 X-coordinate {m}
54.437, !- Vertex 4 Y-coordinate {m}
2.819, !- Vertex 4 Z-coordinate {m}
, !- Vertex 5 X-coordinate {m}
, !- Vertex 5 Y-coordinate {m}
, !- Vertex 5 Z-coordinate {m}
, !- Vertex 6 X-coordinate {m}
, !- Vertex 6 Y-coordinate {m}
, !- Vertex 6 Z-coordinate {m}
, !- Vertex 7 X-coordinate {m}
, !- Vertex 7 Y-coordinate {m}
, !- Vertex 7 Z-coordinate {m}
, !- Vertex 8 X-coordinate {m}
, !- Vertex 8 Y-coordinate {m}
, !- Vertex 8 Z-coordinate {m}
, !- Vertex 9 X-coordinate {m}
, !- Vertex 9 Y-coordinate {m}
, !- Vertex 9 Z-coordinate {m}
, !- Vertex 10 X-coordinate {m}
, !- Vertex 10 Y-coordinate {m}
, !- Vertex 10 Z-coordinate {m}
, !- Vertex 11 X-coordinate {m}
, !- Vertex 11 Y-coordinate {m}
, !- Vertex 11 Z-coordinate {m}
, !- Vertex 12 X-coordinate {m}
, !- Vertex 12 Y-coordinate {m}
, !- Vertex 12 Z-coordinate {m}
, !- Vertex 13 X-coordinate {m}
, !- Vertex 13 Y-coordinate {m}
, !- Vertex 13 Z-coordinate {m}
, !- Vertex 14 X-coordinate {m}
, !- Vertex 14 Y-coordinate {m}
, !- Vertex 14 Z-coordinate {m}
, !- Vertex 15 X-coordinate {m}
, !- Vertex 15 Y-coordinate {m}
, !- Vertex 15 Z-coordinate {m}
, !- Vertex 16 X-coordinate {m}
, !- Vertex 16 Y-coordinate {m}
, !- Vertex 16 Z-coordinate {m}
, !- Vertex 17 X-coordinate {m}
, !- Vertex 17 Y-coordinate {m}
, !- Vertex 17 Z-coordinate {m}
, !- Vertex 18 X-coordinate {m}
, !- Vertex 18 Y-coordinate {m}
, !- Vertex 18 Z-coordinate {m}
, !- Vertex 19 X-coordinate {m}
, !- Vertex 19 Y-coordinate {m}
, !- Vertex 19 Z-coordinate {m}
, !- Vertex 20 X-coordinate {m}
, !- Vertex 20 Y-coordinate {m}
; !- Vertex 20 Z-coordinate {m}
BuildingSurface:Detailed,
M-161-Men_Srf_1, !- Name
Wall, !- Surface Type
Hole, !- Construction Name
M-161-Men Thermal Zone, !- Zone Name
Surface, !- Outside Boundary Condition
M-159-ExgVest_Srf_4, !- Outside Boundary Condition Object
NoSun, !- Sun Exposure
NoWind, !- Wind Exposure
, !- View Factor to Ground
4, !- Number of Vertices
63.836, !- Vertex 1 X-coordinate {m}
54.437, !- Vertex 1 Y-coordinate {m}
5.715, !- Vertex 1 Z-coordinate {m}
63.836, !- Vertex 2 X-coordinate {m}
54.437, !- Vertex 2 Y-coordinate {m}
2.819, !- Vertex 2 Z-coordinate {m}
63.836, !- Vertex 3 X-coordinate {m}
52.829, !- Vertex 3 Y-coordinate {m}
2.819, !- Vertex 3 Z-coordinate {m}
63.836, !- Vertex 4 X-coordinate {m}
52.829, !- Vertex 4 Y-coordinate {m}
5.715, !- Vertex 4 Z-coordinate {m}
, !- Vertex 5 X-coordinate {m}
, !- Vertex 5 Y-coordinate {m}
, !- Vertex 5 Z-coordinate {m}
, !- Vertex 6 X-coordinate {m}
, !- Vertex 6 Y-coordinate {m}
, !- Vertex 6 Z-coordinate {m}
, !- Vertex 7 X-coordinate {m}
, !- Vertex 7 Y-coordinate {m}
, !- Vertex 7 Z-coordinate {m}
, !- Vertex 8 X-coordinate {m}
, !- Vertex 8 Y-coordinate {m}
, !- Vertex 8 Z-coordinate {m}
, !- Vertex 9 X-coordinate {m}
, !- Vertex 9 Y-coordinate {m}
, !- Vertex 9 Z-coordinate {m}
, !- Vertex 10 X-coordinate {m}
, !- Vertex 10 Y-coordinate {m}
, !- Vertex 10 Z-coordinate {m}
, !- Vertex 11 X-coordinate {m}
, !- Vertex 11 Y-coordinate {m}
, !- Vertex 11 Z-coordinate {m}
, !- Vertex 12 X-coordinate {m}
, !- Vertex 12 Y-coordinate {m}
, !- Vertex 12 Z-coordinate {m}
, !- Vertex 13 X-coordinate {m}
, !- Vertex 13 Y-coordinate {m}
, !- Vertex 13 Z-coordinate {m}
, !- Vertex 14 X-coordinate {m}
, !- Vertex 14 Y-coordinate {m}
, !- Vertex 14 Z-coordinate {m}
, !- Vertex 15 X-coordinate {m}
, !- Vertex 15 Y-coordinate {m}
, !- Vertex 15 Z-coordinate {m}
, !- Vertex 16 X-coordinate {m}
, !- Vertex 16 Y-coordinate {m}
, !- Vertex 16 Z-coordinate {m}
, !- Vertex 17 X-coordinate {m}
, !- Vertex 17 Y-coordinate {m}
, !- Vertex 17 Z-coordinate {m}
, !- Vertex 18 X-coordinate {m}
, !- Vertex 18 Y-coordinate {m}
, !- Vertex 18 Z-coordinate {m}
, !- Vertex 19 X-coordinate {m}
, !- Vertex 19 Y-coordinate {m}
, !- Vertex 19 Z-coordinate {m}
, !- Vertex 20 X-coordinate {m}
, !- Vertex 20 Y-coordinate {m}
; !- Vertex 20 Z-coordinate {m}
BuildingSurface:Detailed,
M-161-Men_Srf_2, !- Name
Wall, !- Surface Type
Wall_Exterior, !- Construction Name
M-161-Men Thermal Zone, !- Zone Name
Outdoors, !- Outside Boundary Condition
, !- Outside Boundary Condition Object
SunExposed, !- Sun Exposure
WindExposed, !- Wind Exposure
, !- View Factor to Ground
4, !- Number of Vertices
66.751, !- Vertex 1 X-coordinate {m}
54.437, !- Vertex 1 Y-coordinate {m}
5.715, !- Vertex 1 Z-coordinate {m}
66.751, !- Vertex 2 X-coordinate {m}
54.437, !- Vertex 2 Y-coordinate {m}
2.819, !- Vertex 2 Z-coordinate {m}
63.836, !- Vertex 3 X-coordinate {m}
54.437, !- Vertex 3 Y-coordinate {m}
2.819, !- Vertex 3 Z-coordinate {m}
63.836, !- Vertex 4 X-coordinate {m}
54.437, !- Vertex 4 Y-coordinate {m}
5.715, !- Vertex 4 Z-coordinate {m}
, !- Vertex 5 X-coordinate {m}
, !- Vertex 5 Y-coordinate {m}
, !- Vertex 5 Z-coordinate {m}
, !- Vertex 6 X-coordinate {m}
, !- Vertex 6 Y-coordinate {m}
, !- Vertex 6 Z-coordinate {m}
, !- Vertex 7 X-coordinate {m}
, !- Vertex 7 Y-coordinate {m}
, !- Vertex 7 Z-coordinate {m}
, !- Vertex 8 X-coordinate {m}
, !- Vertex 8 Y-coordinate {m}
, !- Vertex 8 Z-coordinate {m}
, !- Vertex 9 X-coordinate {m}
, !- Vertex 9 Y-coordinate {m}
, !- Vertex 9 Z-coordinate {m}
, !- Vertex 10 X-coordinate {m}
, !- Vertex 10 Y-coordinate {m}
, !- Vertex 10 Z-coordinate {m}
, !- Vertex 11 X-coordinate {m}
, !- Vertex 11 Y-coordinate {m}
, !- Vertex 11 Z-coordinate {m}
, !- Vertex 12 X-coordinate {m}
, !- Vertex 12 Y-coordinate {m}
, !- Vertex 12 Z-coordinate {m}
, !- Vertex 13 X-coordinate {m}
, !- Vertex 13 Y-coordinate {m}
, !- Vertex 13 Z-coordinate {m}
, !- Vertex 14 X-coordinate {m}
, !- Vertex 14 Y-coordinate {m}
, !- Vertex 14 Z-coordinate {m}
, !- Vertex 15 X-coordinate {m}
, !- Vertex 15 Y-coordinate {m}
, !- Vertex 15 Z-coordinate {m}
, !- Vertex 16 X-coordinate {m}
, !- Vertex 16 Y-coordinate {m}
, !- Vertex 16 Z-coordinate {m}
, !- Vertex 17 X-coordinate {m}
, !- Vertex 17 Y-coordinate {m}
, !- Vertex 17 Z-coordinate {m}
, !- Vertex 18 X-coordinate {m}
, !- Vertex 18 Y-coordinate {m}
, !- Vertex 18 Z-coordinate {m}
, !- Vertex 19 X-coordinate {m}
, !- Vertex 19 Y-coordinate {m}
, !- Vertex 19 Z-coordinate {m}
, !- Vertex 20 X-coordinate {m}
, !- Vertex 20 Y-coordinate {m}
; !- Vertex 20 Z-coordinate {m}
BuildingSurface:Detailed,
M-161-Men_Srf_3, !- Name
Wall, !- Surface Type
Hole, !- Construction Name
M-161-Men Thermal Zone, !- Zone Name
Surface, !- Outside Boundary Condition
M-162-PrepRoom_Srf_6, !- Outside Boundary Condition Object
NoSun, !- Sun Exposure
NoWind, !- Wind Exposure
, !- View Factor to Ground
4, !- Number of Vertices
66.751, !- Vertex 1 X-coordinate {m}
52.829, !- Vertex 1 Y-coordinate {m}
5.715, !- Vertex 1 Z-coordinate {m}
66.751, !- Vertex 2 X-coordinate {m}
52.829, !- Vertex 2 Y-coordinate {m}
2.819, !- Vertex 2 Z-coordinate {m}
66.751, !- Vertex 3 X-coordinate {m}
54.437, !- Vertex 3 Y-coordinate {m}
2.819, !- Vertex 3 Z-coordinate {m}
66.751, !- Vertex 4 X-coordinate {m}
54.437, !- Vertex 4 Y-coordinate {m}
5.715, !- Vertex 4 Z-coordinate {m}
, !- Vertex 5 X-coordinate {m}
, !- Vertex 5 Y-coordinate {m}
, !- Vertex 5 Z-coordinate {m}
, !- Vertex 6 X-coordinate {m}
, !- Vertex 6 Y-coordinate {m}
, !- Vertex 6 Z-coordinate {m}
, !- Vertex 7 X-coordinate {m}
, !- Vertex 7 Y-coordinate {m}
, !- Vertex 7 Z-coordinate {m}
, !- Vertex 8 X-coordinate {m}
, !- Vertex 8 Y-coordinate {m}
, !- Vertex 8 Z-coordinate {m}
, !- Vertex 9 X-coordinate {m}
, !- Vertex 9 Y-coordinate {m}
, !- Vertex 9 Z-coordinate {m}
, !- Vertex 10 X-coordinate {m}
, !- Vertex 10 Y-coordinate {m}
, !- Vertex 10 Z-coordinate {m}
, !- Vertex 11 X-coordinate {m}
, !- Vertex 11 Y-coordinate {m}
, !- Vertex 11 Z-coordinate {m}
, !- Vertex 12 X-coordinate {m}
, !- Vertex 12 Y-coordinate {m}
, !- Vertex 12 Z-coordinate {m}
, !- Vertex 13 X-coordinate {m}
, !- Vertex 13 Y-coordinate {m}
, !- Vertex 13 Z-coordinate {m}
, !- Vertex 14 X-coordinate {m}
, !- Vertex 14 Y-coordinate {m}
, !- Vertex 14 Z-coordinate {m}
, !- Vertex 15 X-coordinate {m}
, !- Vertex 15 Y-coordinate {m}
, !- Vertex 15 Z-coordinate {m}
, !- Vertex 16 X-coordinate {m}
, !- Vertex 16 Y-coordinate {m}
, !- Vertex 16 Z-coordinate {m}
, !- Vertex 17 X-coordinate {m}
, !- Vertex 17 Y-coordinate {m}
, !- Vertex 17 Z-coordinate {m}
, !- Vertex 18 X-coordinate {m}
, !- Vertex 18 Y-coordinate {m}
, !- Vertex 18 Z-coordinate {m}
, !- Vertex 19 X-coordinate {m}
, !- Vertex 19 Y-coordinate {m}
, !- Vertex 19 Z-coordinate {m}
, !- Vertex 20 X-coordinate {m}
, !- Vertex 20 Y-coordinate {m}
; !- Vertex 20 Z-coordinate {m}
BuildingSurface:Detailed,
M-161-Men_Srf_4, !- Name
Wall, !- Surface Type
Wall_Exterior, !- Construction Name
M-161-Men Thermal Zone, !- Zone Name
Outdoors, !- Outside Boundary Condition
, !- Outside Boundary Condition Object
SunExposed, !- Sun Exposure
WindExposed, !- Wind Exposure
, !- View Factor to Ground
4, !- Number of Vertices
63.836, !- Vertex 1 X-coordinate {m}
52.829, !- Vertex 1 Y-coordinate {m}
5.715, !- Vertex 1 Z-coordinate {m}
63.836, !- Vertex 2 X-coordinate {m}
52.829, !- Vertex 2 Y-coordinate {m}
2.819, !- Vertex 2 Z-coordinate {m}
66.751, !- Vertex 3 X-coordinate {m}
52.829, !- Vertex 3 Y-coordinate {m}
2.819, !- Vertex 3 Z-coordinate {m}
66.751, !- Vertex 4 X-coordinate {m}
52.829, !- Vertex 4 Y-coordinate {m}
5.715, !- Vertex 4 Z-coordinate {m}
, !- Vertex 5 X-coordinate {m}
, !- Vertex 5 Y-coordinate {m}
, !- Vertex 5 Z-coordinate {m}
, !- Vertex 6 X-coordinate {m}
, !- Vertex 6 Y-coordinate {m}
, !- Vertex 6 Z-coordinate {m}
, !- Vertex 7 X-coordinate {m}
, !- Vertex 7 Y-coordinate {m}
, !- Vertex 7 Z-coordinate {m}
, !- Vertex 8 X-coordinate {m}
, !- Vertex 8 Y-coordinate {m}
, !- Vertex 8 Z-coordinate {m}
, !- Vertex 9 X-coordinate {m}
, !- Vertex 9 Y-coordinate {m}
, !- Vertex 9 Z-coordinate {m}
, !- Vertex 10 X-coordinate {m}
, !- Vertex 10 Y-coordinate {m}
, !- Vertex 10 Z-coordinate {m}
, !- Vertex 11 X-coordinate {m}
, !- Vertex 11 Y-coordinate {m}
, !- Vertex 11 Z-coordinate {m}
, !- Vertex 12 X-coordinate {m}
, !- Vertex 12 Y-coordinate {m}
, !- Vertex 12 Z-coordinate {m}
, !- Vertex 13 X-coordinate {m}
, !- Vertex 13 Y-coordinate {m}
, !- Vertex 13 Z-coordinate {m}
, !- Vertex 14 X-coordinate {m}
, !- Vertex 14 Y-coordinate {m}
, !- Vertex 14 Z-coordinate {m}
, !- Vertex 15 X-coordinate {m}
, !- Vertex 15 Y-coordinate {m}
, !- Vertex 15 Z-coordinate {m}
, !- Vertex 16 X-coordinate {m}
, !- Vertex 16 Y-coordinate {m}
, !- Vertex 16 Z-coordinate {m}
, !- Vertex 17 X-coordinate {m}
, !- Vertex 17 Y-coordinate {m}
, !- Vertex 17 Z-coordinate {m}
, !- Vertex 18 X-coordinate {m}
, !- Vertex 18 Y-coordinate {m}
, !- Vertex 18 Z-coordinate {m}
, !- Vertex 19 X-coordinate {m}
, !- Vertex 19 Y-coordinate {m}
, !- Vertex 19 Z-coordinate {m}
, !- Vertex 20 X-coordinate {m}
, !- Vertex 20 Y-coordinate {m}
; !- Vertex 20 Z-coordinate {m}
BuildingSurface:Detailed,
M-161-Men_Srf_5, !- Name
Roof, !- Surface Type
Roof_BOH, !- Construction Name
M-161-Men Thermal Zone, !- Zone Name
Outdoors, !- Outside Boundary Condition
, !- Outside Boundary Condition Object
SunExposed, !- Sun Exposure
WindExposed, !- Wind Exposure
, !- View Factor to Ground
4, !- Number of Vertices
63.836, !- Vertex 1 X-coordinate {m}
54.437, !- Vertex 1 Y-coordinate {m}
5.715, !- Vertex 1 Z-coordinate {m}
63.836, !- Vertex 2 X-coordinate {m}
52.829, !- Vertex 2 Y-coordinate {m}
5.715, !- Vertex 2 Z-coordinate {m}
66.751, !- Vertex 3 X-coordinate {m}
52.829, !- Vertex 3 Y-coordinate {m}
5.715, !- Vertex 3 Z-coordinate {m}
66.751, !- Vertex 4 X-coordinate {m}
54.437, !- Vertex 4 Y-coordinate {m}
5.715, !- Vertex 4 Z-coordinate {m}
, !- Vertex 5 X-coordinate {m}
, !- Vertex 5 Y-coordinate {m}
, !- Vertex 5 Z-coordinate {m}
, !- Vertex 6 X-coordinate {m}
, !- Vertex 6 Y-coordinate {m}
, !- Vertex 6 Z-coordinate {m}
, !- Vertex 7 X-coordinate {m}
, !- Vertex 7 Y-coordinate {m}
, !- Vertex 7 Z-coordinate {m}
, !- Vertex 8 X-coordinate {m}
, !- Vertex 8 Y-coordinate {m}
, !- Vertex 8 Z-coordinate {m}
, !- Vertex 9 X-coordinate {m}
, !- Vertex 9 Y-coordinate {m}
, !- Vertex 9 Z-coordinate {m}
, !- Vertex 10 X-coordinate {m}
, !- Vertex 10 Y-coordinate {m}
, !- Vertex 10 Z-coordinate {m}
, !- Vertex 11 X-coordinate {m}
, !- Vertex 11 Y-coordinate {m}
, !- Vertex 11 Z-coordinate {m}
, !- Vertex 12 X-coordinate {m}
, !- Vertex 12 Y-coordinate {m}
, !- Vertex 12 Z-coordinate {m}
, !- Vertex 13 X-coordinate {m}
, !- Vertex 13 Y-coordinate {m}
, !- Vertex 13 Z-coordinate {m}
, !- Vertex 14 X-coordinate {m}
, !- Vertex 14 Y-coordinate {m}
, !- Vertex 14 Z-coordinate {m}
, !- Vertex 15 X-coordinate {m}
, !- Vertex 15 Y-coordinate {m}
, !- Vertex 15 Z-coordinate {m}
, !- Vertex 16 X-coordinate {m}
, !- Vertex 16 Y-coordinate {m}
, !- Vertex 16 Z-coordinate {m}
, !- Vertex 17 X-coordinate {m}
, !- Vertex 17 Y-coordinate {m}
, !- Vertex 17 Z-coordinate {m}
, !- Vertex 18 X-coordinate {m}
, !- Vertex 18 Y-coordinate {m}
, !- Vertex 18 Z-coordinate {m}
, !- Vertex 19 X-coordinate {m}
, !- Vertex 19 Y-coordinate {m}
, !- Vertex 19 Z-coordinate {m}
, !- Vertex 20 X-coordinate {m}
, !- Vertex 20 Y-coordinate {m}
; !- Vertex 20 Z-coordinate {m}
BuildingSurface:Detailed,
M-162-PrepRoom_Srf_0, !- Name
Floor, !- Surface Type
Hole, !- Construction Name
M-162-PrepRoom Thermal Zone, !- Zone Name
outdoors, !- Outside Boundary Condition
, !- Outside Boundary Condition Object
SunExposed, !- Sun Exposure
WindExposed, !- Wind Exposure
, !- View Factor to Ground
9, !- Number of Vertices
71.415, !- Vertex 1 X-coordinate {m}
58.034, !- Vertex 1 Y-coordinate {m}
2.819, !- Vertex 1 Z-coordinate {m}
71.415, !- Vertex 2 X-coordinate {m}
55.565, !- Vertex 2 Y-coordinate {m}
2.819, !- Vertex 2 Z-coordinate {m}
71.888, !- Vertex 3 X-coordinate {m}
55.565, !- Vertex 3 Y-coordinate {m}
2.819, !- Vertex 3 Z-coordinate {m}
71.888, !- Vertex 4 X-coordinate {m}
54.704, !- Vertex 4 Y-coordinate {m}
2.819, !- Vertex 4 Z-coordinate {m}
69.952, !- Vertex 5 X-coordinate {m}
54.704, !- Vertex 5 Y-coordinate {m}
2.819, !- Vertex 5 Z-coordinate {m}
69.952, !- Vertex 6 X-coordinate {m}
50.963, !- Vertex 6 Y-coordinate {m}
2.819, !- Vertex 6 Z-coordinate {m}
66.751, !- Vertex 7 X-coordinate {m}
50.963, !- Vertex 7 Y-coordinate {m}
2.819, !- Vertex 7 Z-coordinate {m}
66.751, !- Vertex 8 X-coordinate {m}
55.9, !- Vertex 8 Y-coordinate {m}
2.819, !- Vertex 8 Z-coordinate {m}
70.163, !- Vertex 9 X-coordinate {m}
59.293, !- Vertex 9 Y-coordinate {m}
2.819, !- Vertex 9 Z-coordinate {m}
, !- Vertex 10 X-coordinate {m}
, !- Vertex 10 Y-coordinate {m}
, !- Vertex 10 Z-coordinate {m}
, !- Vertex 11 X-coordinate {m}
, !- Vertex 11 Y-coordinate {m}
, !- Vertex 11 Z-coordinate {m}
, !- Vertex 12 X-coordinate {m}
, !- Vertex 12 Y-coordinate {m}
, !- Vertex 12 Z-coordinate {m}
, !- Vertex 13 X-coordinate {m}
, !- Vertex 13 Y-coordinate {m}
, !- Vertex 13 Z-coordinate {m}
, !- Vertex 14 X-coordinate {m}
, !- Vertex 14 Y-coordinate {m}
, !- Vertex 14 Z-coordinate {m}
, !- Vertex 15 X-coordinate {m}
, !- Vertex 15 Y-coordinate {m}
, !- Vertex 15 Z-coordinate {m}
, !- Vertex 16 X-coordinate {m}
, !- Vertex 16 Y-coordinate {m}
, !- Vertex 16 Z-coordinate {m}
, !- Vertex 17 X-coordinate {m}
, !- Vertex 17 Y-coordinate {m}
, !- Vertex 17 Z-coordinate {m}
, !- Vertex 18 X-coordinate {m}
, !- Vertex 18 Y-coordinate {m}
, !- Vertex 18 Z-coordinate {m}
, !- Vertex 19 X-coordinate {m}
, !- Vertex 19 Y-coordinate {m}
, !- Vertex 19 Z-coordinate {m}
, !- Vertex 20 X-coordinate {m}
, !- Vertex 20 Y-coordinate {m}
; !- Vertex 20 Z-coordinate {m}
BuildingSurface:Detailed,
M-162-PrepRoom_Srf_1, !- Name
Wall, !- Surface Type
Hole, !- Construction Name
M-162-PrepRoom Thermal Zone, !- Zone Name
Surface, !- Outside Boundary Condition
M-164-MeatCooler_Srf_5, !- Outside Boundary Condition Object
NoSun, !- Sun Exposure
NoWind, !- Wind Exposure
, !- View Factor to Ground
4, !- Number of Vertices
71.888, !- Vertex 1 X-coordinate {m}
54.704, !- Vertex 1 Y-coordinate {m}
5.715, !- Vertex 1 Z-coordinate {m}
71.888, !- Vertex 2 X-coordinate {m}
54.704, !- Vertex 2 Y-coordinate {m}
2.819, !- Vertex 2 Z-coordinate {m}
71.888, !- Vertex 3 X-coordinate {m}
55.565, !- Vertex 3 Y-coordinate {m}
2.819, !- Vertex 3 Z-coordinate {m}
71.888, !- Vertex 4 X-coordinate {m}
55.565, !- Vertex 4 Y-coordinate {m}
5.715, !- Vertex 4 Z-coordinate {m}
, !- Vertex 5 X-coordinate {m}
, !- Vertex 5 Y-coordinate {m}
, !- Vertex 5 Z-coordinate {m}
, !- Vertex 6 X-coordinate {m}
, !- Vertex 6 Y-coordinate {m}
, !- Vertex 6 Z-coordinate {m}
, !- Vertex 7 X-coordinate {m}
, !- Vertex 7 Y-coordinate {m}
, !- Vertex 7 Z-coordinate {m}
, !- Vertex 8 X-coordinate {m}
, !- Vertex 8 Y-coordinate {m}
, !- Vertex 8 Z-coordinate {m}
, !- Vertex 9 X-coordinate {m}
, !- Vertex 9 Y-coordinate {m}
, !- Vertex 9 Z-coordinate {m}
, !- Vertex 10 X-coordinate {m}
, !- Vertex 10 Y-coordinate {m}
, !- Vertex 10 Z-coordinate {m}
, !- Vertex 11 X-coordinate {m}
, !- Vertex 11 Y-coordinate {m}
, !- Vertex 11 Z-coordinate {m}
, !- Vertex 12 X-coordinate {m}
, !- Vertex 12 Y-coordinate {m}
, !- Vertex 12 Z-coordinate {m}
, !- Vertex 13 X-coordinate {m}
, !- Vertex 13 Y-coordinate {m}
, !- Vertex 13 Z-coordinate {m}
, !- Vertex 14 X-coordinate {m}
, !- Vertex 14 Y-coordinate {m}
, !- Vertex 14 Z-coordinate {m}
, !- Vertex 15 X-coordinate {m}
, !- Vertex 15 Y-coordinate {m}
, !- Vertex 15 Z-coordinate {m}
, !- Vertex 16 X-coordinate {m}
, !- Vertex 16 Y-coordinate {m}
, !- Vertex 16 Z-coordinate {m}
, !- Vertex 17 X-coordinate {m}
, !- Vertex 17 Y-coordinate {m}
, !- Vertex 17 Z-coordinate {m}
, !- Vertex 18 X-coordinate {m}
, !- Vertex 18 Y-coordinate {m}
, !- Vertex 18 Z-coordinate {m}
, !- Vertex 19 X-coordinate {m}
, !- Vertex 19 Y-coordinate {m}
, !- Vertex 19 Z-coordinate {m}
, !- Vertex 20 X-coordinate {m}
, !- Vertex 20 Y-coordinate {m}
; !- Vertex 20 Z-coordinate {m}
BuildingSurface:Detailed,
M-162-PrepRoom_Srf_10, !- Name
Wall, !- Surface Type
Hole, !- Construction Name
M-162-PrepRoom Thermal Zone, !- Zone Name
Surface, !- Outside Boundary Condition
M-163-MeatPrep_Srf_2, !- Outside Boundary Condition Object
NoSun, !- Sun Exposure
NoWind, !- Wind Exposure
, !- View Factor to Ground
4, !- Number of Vertices
71.415, !- Vertex 1 X-coordinate {m}
55.565, !- Vertex 1 Y-coordinate {m}
5.715, !- Vertex 1 Z-coordinate {m}
71.415, !- Vertex 2 X-coordinate {m}
55.565, !- Vertex 2 Y-coordinate {m}
2.819, !- Vertex 2 Z-coordinate {m}
71.415, !- Vertex 3 X-coordinate {m}
58.034, !- Vertex 3 Y-coordinate {m}
2.819, !- Vertex 3 Z-coordinate {m}
71.415, !- Vertex 4 X-coordinate {m}
58.034, !- Vertex 4 Y-coordinate {m}
5.715, !- Vertex 4 Z-coordinate {m}
, !- Vertex 5 X-coordinate {m}
, !- Vertex 5 Y-coordinate {m}
, !- Vertex 5 Z-coordinate {m}
, !- Vertex 6 X-coordinate {m}
, !- Vertex 6 Y-coordinate {m}
, !- Vertex 6 Z-coordinate {m}
, !- Vertex 7 X-coordinate {m}
, !- Vertex 7 Y-coordinate {m}
, !- Vertex 7 Z-coordinate {m}
, !- Vertex 8 X-coordinate {m}
, !- Vertex 8 Y-coordinate {m}
, !- Vertex 8 Z-coordinate {m}
, !- Vertex 9 X-coordinate {m}
, !- Vertex 9 Y-coordinate {m}
, !- Vertex 9 Z-coordinate {m}
, !- Vertex 10 X-coordinate {m}
, !- Vertex 10 Y-coordinate {m}
, !- Vertex 10 Z-coordinate {m}
, !- Vertex 11 X-coordinate {m}
, !- Vertex 11 Y-coordinate {m}
, !- Vertex 11 Z-coordinate {m}
, !- Vertex 12 X-coordinate {m}
, !- Vertex 12 Y-coordinate {m}
, !- Vertex 12 Z-coordinate {m}
, !- Vertex 13 X-coordinate {m}
, !- Vertex 13 Y-coordinate {m}
, !- Vertex 13 Z-coordinate {m}
, !- Vertex 14 X-coordinate {m}
, !- Vertex 14 Y-coordinate {m}
, !- Vertex 14 Z-coordinate {m}
, !- Vertex 15 X-coordinate {m}
, !- Vertex 15 Y-coordinate {m}
, !- Vertex 15 Z-coordinate {m}
, !- Vertex 16 X-coordinate {m}
, !- Vertex 16 Y-coordinate {m}
, !- Vertex 16 Z-coordinate {m}
, !- Vertex 17 X-coordinate {m}
, !- Vertex 17 Y-coordinate {m}
, !- Vertex 17 Z-coordinate {m}
, !- Vertex 18 X-coordinate {m}
, !- Vertex 18 Y-coordinate {m}
, !- Vertex 18 Z-coordinate {m}
, !- Vertex 19 X-coordinate {m}
, !- Vertex 19 Y-coordinate {m}
, !- Vertex 19 Z-coordinate {m}
, !- Vertex 20 X-coordinate {m}
, !- Vertex 20 Y-coordinate {m}
; !- Vertex 20 Z-coordinate {m}
BuildingSurface:Detailed,
M-162-PrepRoom_Srf_11, !- Name
Wall, !- Surface Type
Hole, !- Construction Name
M-162-PrepRoom Thermal Zone, !- Zone Name
Surface, !- Outside Boundary Condition
M-163-MeatPrep_Srf_1, !- Outside Boundary Condition Object
NoSun, !- Sun Exposure
NoWind, !- Wind Exposure
, !- View Factor to Ground
4, !- Number of Vertices
71.888, !- Vertex 1 X-coordinate {m}
55.565, !- Vertex 1 Y-coordinate {m}
5.715, !- Vertex 1 Z-coordinate {m}
71.888, !- Vertex 2 X-coordinate {m}
55.565, !- Vertex 2 Y-coordinate {m}
2.819, !- Vertex 2 Z-coordinate {m}
71.415, !- Vertex 3 X-coordinate {m}
55.565, !- Vertex 3 Y-coordinate {m}
2.819, !- Vertex 3 Z-coordinate {m}
71.415, !- Vertex 4 X-coordinate {m}
55.565, !- Vertex 4 Y-coordinate {m}
5.715, !- Vertex 4 Z-coordinate {m}
, !- Vertex 5 X-coordinate {m}
, !- Vertex 5 Y-coordinate {m}
, !- Vertex 5 Z-coordinate {m}
, !- Vertex 6 X-coordinate {m}
, !- Vertex 6 Y-coordinate {m}
, !- Vertex 6 Z-coordinate {m}
, !- Vertex 7 X-coordinate {m}
, !- Vertex 7 Y-coordinate {m}
, !- Vertex 7 Z-coordinate {m}
, !- Vertex 8 X-coordinate {m}
, !- Vertex 8 Y-coordinate {m}
, !- Vertex 8 Z-coordinate {m}
, !- Vertex 9 X-coordinate {m}
, !- Vertex 9 Y-coordinate {m}
, !- Vertex 9 Z-coordinate {m}
, !- Vertex 10 X-coordinate {m}
, !- Vertex 10 Y-coordinate {m}
, !- Vertex 10 Z-coordinate {m}
, !- Vertex 11 X-coordinate {m}
, !- Vertex 11 Y-coordinate {m}
, !- Vertex 11 Z-coordinate {m}
, !- Vertex 12 X-coordinate {m}
, !- Vertex 12 Y-coordinate {m}
, !- Vertex 12 Z-coordinate {m}
, !- Vertex 13 X-coordinate {m}
, !- Vertex 13 Y-coordinate {m}
, !- Vertex 13 Z-coordinate {m}
, !- Vertex 14 X-coordinate {m}
, !- Vertex 14 Y-coordinate {m}
, !- Vertex 14 Z-coordinate {m}
, !- Vertex 15 X-coordinate {m}
, !- Vertex 15 Y-coordinate {m}
, !- Vertex 15 Z-coordinate {m}
, !- Vertex 16 X-coordinate {m}
, !- Vertex 16 Y-coordinate {m}
, !- Vertex 16 Z-coordinate {m}
, !- Vertex 17 X-coordinate {m}
, !- Vertex 17 Y-coordinate {m}
, !- Vertex 17 Z-coordinate {m}
, !- Vertex 18 X-coordinate {m}
, !- Vertex 18 Y-coordinate {m}
, !- Vertex 18 Z-coordinate {m}
, !- Vertex 19 X-coordinate {m}
, !- Vertex 19 Y-coordinate {m}
, !- Vertex 19 Z-coordinate {m}
, !- Vertex 20 X-coordinate {m}
, !- Vertex 20 Y-coordinate {m}
; !- Vertex 20 Z-coordinate {m}
BuildingSurface:Detailed,
M-162-PrepRoom_Srf_12, !- Name
Roof, !- Surface Type
Roof_BOH, !- Construction Name
M-162-PrepRoom Thermal Zone, !- Zone Name
Outdoors, !- Outside Boundary Condition
, !- Outside Boundary Condition Object
SunExposed, !- Sun Exposure
WindExposed, !- Wind Exposure
, !- View Factor to Ground
9, !- Number of Vertices
70.163, !- Vertex 1 X-coordinate {m}
59.293, !- Vertex 1 Y-coordinate {m}
5.715, !- Vertex 1 Z-coordinate {m}
66.751, !- Vertex 2 X-coordinate {m}
55.9, !- Vertex 2 Y-coordinate {m}
5.715, !- Vertex 2 Z-coordinate {m}
66.751, !- Vertex 3 X-coordinate {m}
50.963, !- Vertex 3 Y-coordinate {m}
5.715, !- Vertex 3 Z-coordinate {m}
69.952, !- Vertex 4 X-coordinate {m}
50.963, !- Vertex 4 Y-coordinate {m}
5.715, !- Vertex 4 Z-coordinate {m}
69.952, !- Vertex 5 X-coordinate {m}
54.704, !- Vertex 5 Y-coordinate {m}
5.715, !- Vertex 5 Z-coordinate {m}
71.888, !- Vertex 6 X-coordinate {m}
54.704, !- Vertex 6 Y-coordinate {m}
5.715, !- Vertex 6 Z-coordinate {m}
71.888, !- Vertex 7 X-coordinate {m}
55.565, !- Vertex 7 Y-coordinate {m}
5.715, !- Vertex 7 Z-coordinate {m}
71.415, !- Vertex 8 X-coordinate {m}
55.565, !- Vertex 8 Y-coordinate {m}
5.715, !- Vertex 8 Z-coordinate {m}
71.415, !- Vertex 9 X-coordinate {m}
58.034, !- Vertex 9 Y-coordinate {m}
5.715, !- Vertex 9 Z-coordinate {m}
, !- Vertex 10 X-coordinate {m}
, !- Vertex 10 Y-coordinate {m}
, !- Vertex 10 Z-coordinate {m}
, !- Vertex 11 X-coordinate {m}
, !- Vertex 11 Y-coordinate {m}
, !- Vertex 11 Z-coordinate {m}
, !- Vertex 12 X-coordinate {m}
, !- Vertex 12 Y-coordinate {m}
, !- Vertex 12 Z-coordinate {m}
, !- Vertex 13 X-coordinate {m}
, !- Vertex 13 Y-coordinate {m}
, !- Vertex 13 Z-coordinate {m}
, !- Vertex 14 X-coordinate {m}
, !- Vertex 14 Y-coordinate {m}
, !- Vertex 14 Z-coordinate {m}
, !- Vertex 15 X-coordinate {m}
, !- Vertex 15 Y-coordinate {m}
, !- Vertex 15 Z-coordinate {m}
, !- Vertex 16 X-coordinate {m}
, !- Vertex 16 Y-coordinate {m}
, !- Vertex 16 Z-coordinate {m}
, !- Vertex 17 X-coordinate {m}
, !- Vertex 17 Y-coordinate {m}
, !- Vertex 17 Z-coordinate {m}
, !- Vertex 18 X-coordinate {m}
, !- Vertex 18 Y-coordinate {m}
, !- Vertex 18 Z-coordinate {m}
, !- Vertex 19 X-coordinate {m}
, !- Vertex 19 Y-coordinate {m}
, !- Vertex 19 Z-coordinate {m}
, !- Vertex 20 X-coordinate {m}
, !- Vertex 20 Y-coordinate {m}
; !- Vertex 20 Z-coordinate {m}
BuildingSurface:Detailed,
M-162-PrepRoom_Srf_2, !- Name
Wall, !- Surface Type
Hole, !- Construction Name
M-162-PrepRoom Thermal Zone, !- Zone Name
Surface, !- Outside Boundary Condition
M-BakeryFreezer_Srf_4, !- Outside Boundary Condition Object
NoSun, !- Sun Exposure
NoWind, !- Wind Exposure
, !- View Factor to Ground
4, !- Number of Vertices
69.952, !- Vertex 1 X-coordinate {m}
54.704, !- Vertex 1 Y-coordinate {m}
5.715, !- Vertex 1 Z-coordinate {m}
69.952, !- Vertex 2 X-coordinate {m}
54.704, !- Vertex 2 Y-coordinate {m}
2.819, !- Vertex 2 Z-coordinate {m}
71.888, !- Vertex 3 X-coordinate {m}
54.704, !- Vertex 3 Y-coordinate {m}
2.819, !- Vertex 3 Z-coordinate {m}
71.888, !- Vertex 4 X-coordinate {m}
54.704, !- Vertex 4 Y-coordinate {m}
5.715, !- Vertex 4 Z-coordinate {m}
, !- Vertex 5 X-coordinate {m}
, !- Vertex 5 Y-coordinate {m}
, !- Vertex 5 Z-coordinate {m}
, !- Vertex 6 X-coordinate {m}
, !- Vertex 6 Y-coordinate {m}
, !- Vertex 6 Z-coordinate {m}
, !- Vertex 7 X-coordinate {m}
, !- Vertex 7 Y-coordinate {m}
, !- Vertex 7 Z-coordinate {m}
, !- Vertex 8 X-coordinate {m}
, !- Vertex 8 Y-coordinate {m}
, !- Vertex 8 Z-coordinate {m}
, !- Vertex 9 X-coordinate {m}
, !- Vertex 9 Y-coordinate {m}
, !- Vertex 9 Z-coordinate {m}
, !- Vertex 10 X-coordinate {m}
, !- Vertex 10 Y-coordinate {m}
, !- Vertex 10 Z-coordinate {m}
, !- Vertex 11 X-coordinate {m}
, !- Vertex 11 Y-coordinate {m}
, !- Vertex 11 Z-coordinate {m}
, !- Vertex 12 X-coordinate {m}
, !- Vertex 12 Y-coordinate {m}
, !- Vertex 12 Z-coordinate {m}
, !- Vertex 13 X-coordinate {m}
, !- Vertex 13 Y-coordinate {m}
, !- Vertex 13 Z-coordinate {m}
, !- Vertex 14 X-coordinate {m}
, !- Vertex 14 Y-coordinate {m}
, !- Vertex 14 Z-coordinate {m}
, !- Vertex 15 X-coordinate {m}
, !- Vertex 15 Y-coordinate {m}
, !- Vertex 15 Z-coordinate {m}
, !- Vertex 16 X-coordinate {m}
, !- Vertex 16 Y-coordinate {m}
, !- Vertex 16 Z-coordinate {m}
, !- Vertex 17 X-coordinate {m}
, !- Vertex 17 Y-coordinate {m}
, !- Vertex 17 Z-coordinate {m}
, !- Vertex 18 X-coordinate {m}
, !- Vertex 18 Y-coordinate {m}
, !- Vertex 18 Z-coordinate {m}
, !- Vertex 19 X-coordinate {m}
, !- Vertex 19 Y-coordinate {m}
, !- Vertex 19 Z-coordinate {m}
, !- Vertex 20 X-coordinate {m}
, !- Vertex 20 Y-coordinate {m}
; !- Vertex 20 Z-coordinate {m}
BuildingSurface:Detailed,
M-162-PrepRoom_Srf_3, !- Name
Wall, !- Surface Type
Hole, !- Construction Name
M-162-PrepRoom Thermal Zone, !- Zone Name
Surface, !- Outside Boundary Condition
M-BakeryFreezer_Srf_3, !- Outside Boundary Condition Object
NoSun, !- Sun Exposure
NoWind, !- Wind Exposure
, !- View Factor to Ground
4, !- Number of Vertices
69.952, !- Vertex 1 X-coordinate {m}
50.963, !- Vertex 1 Y-coordinate {m}
5.715, !- Vertex 1 Z-coordinate {m}
69.952, !- Vertex 2 X-coordinate {m}
50.963, !- Vertex 2 Y-coordinate {m}
2.819, !- Vertex 2 Z-coordinate {m}
69.952, !- Vertex 3 X-coordinate {m}
54.704, !- Vertex 3 Y-coordinate {m}
2.819, !- Vertex 3 Z-coordinate {m}
69.952, !- Vertex 4 X-coordinate {m}
54.704, !- Vertex 4 Y-coordinate {m}
5.715, !- Vertex 4 Z-coordinate {m}
, !- Vertex 5 X-coordinate {m}
, !- Vertex 5 Y-coordinate {m}
, !- Vertex 5 Z-coordinate {m}
, !- Vertex 6 X-coordinate {m}
, !- Vertex 6 Y-coordinate {m}
, !- Vertex 6 Z-coordinate {m}
, !- Vertex 7 X-coordinate {m}
, !- Vertex 7 Y-coordinate {m}
, !- Vertex 7 Z-coordinate {m}
, !- Vertex 8 X-coordinate {m}
, !- Vertex 8 Y-coordinate {m}
, !- Vertex 8 Z-coordinate {m}
, !- Vertex 9 X-coordinate {m}
, !- Vertex 9 Y-coordinate {m}
, !- Vertex 9 Z-coordinate {m}
, !- Vertex 10 X-coordinate {m}
, !- Vertex 10 Y-coordinate {m}
, !- Vertex 10 Z-coordinate {m}
, !- Vertex 11 X-coordinate {m}
, !- Vertex 11 Y-coordinate {m}
, !- Vertex 11 Z-coordinate {m}
, !- Vertex 12 X-coordinate {m}
, !- Vertex 12 Y-coordinate {m}
, !- Vertex 12 Z-coordinate {m}
, !- Vertex 13 X-coordinate {m}
, !- Vertex 13 Y-coordinate {m}
, !- Vertex 13 Z-coordinate {m}
, !- Vertex 14 X-coordinate {m}
, !- Vertex 14 Y-coordinate {m}
, !- Vertex 14 Z-coordinate {m}
, !- Vertex 15 X-coordinate {m}
, !- Vertex 15 Y-coordinate {m}
, !- Vertex 15 Z-coordinate {m}
, !- Vertex 16 X-coordinate {m}
, !- Vertex 16 Y-coordinate {m}
, !- Vertex 16 Z-coordinate {m}
, !- Vertex 17 X-coordinate {m}
, !- Vertex 17 Y-coordinate {m}
, !- Vertex 17 Z-coordinate {m}
, !- Vertex 18 X-coordinate {m}
, !- Vertex 18 Y-coordinate {m}
, !- Vertex 18 Z-coordinate {m}
, !- Vertex 19 X-coordinate {m}
, !- Vertex 19 Y-coordinate {m}
, !- Vertex 19 Z-coordinate {m}
, !- Vertex 20 X-coordinate {m}
, !- Vertex 20 Y-coordinate {m}
; !- Vertex 20 Z-coordinate {m}
BuildingSurface:Detailed,
M-162-PrepRoom_Srf_4, !- Name
Wall, !- Surface Type
Wall_Exterior, !- Construction Name
M-162-PrepRoom Thermal Zone, !- Zone Name
Outdoors, !- Outside Boundary Condition
, !- Outside Boundary Condition Object
SunExposed, !- Sun Exposure
WindExposed, !- Wind Exposure
, !- View Factor to Ground
4, !- Number of Vertices
66.751, !- Vertex 1 X-coordinate {m}
50.963, !- Vertex 1 Y-coordinate {m}
5.715, !- Vertex 1 Z-coordinate {m}
66.751, !- Vertex 2 X-coordinate {m}
50.963, !- Vertex 2 Y-coordinate {m}
2.819, !- Vertex 2 Z-coordinate {m}
69.952, !- Vertex 3 X-coordinate {m}
50.963, !- Vertex 3 Y-coordinate {m}
2.819, !- Vertex 3 Z-coordinate {m}
69.952, !- Vertex 4 X-coordinate {m}
50.963, !- Vertex 4 Y-coordinate {m}
5.715, !- Vertex 4 Z-coordinate {m}
, !- Vertex 5 X-coordinate {m}
, !- Vertex 5 Y-coordinate {m}
, !- Vertex 5 Z-coordinate {m}
, !- Vertex 6 X-coordinate {m}
, !- Vertex 6 Y-coordinate {m}
, !- Vertex 6 Z-coordinate {m}
, !- Vertex 7 X-coordinate {m}
, !- Vertex 7 Y-coordinate {m}
, !- Vertex 7 Z-coordinate {m}
, !- Vertex 8 X-coordinate {m}
, !- Vertex 8 Y-coordinate {m}
, !- Vertex 8 Z-coordinate {m}
, !- Vertex 9 X-coordinate {m}
, !- Vertex 9 Y-coordinate {m}
, !- Vertex 9 Z-coordinate {m}
, !- Vertex 10 X-coordinate {m}
, !- Vertex 10 Y-coordinate {m}
, !- Vertex 10 Z-coordinate {m}
, !- Vertex 11 X-coordinate {m}
, !- Vertex 11 Y-coordinate {m}
, !- Vertex 11 Z-coordinate {m}
, !- Vertex 12 X-coordinate {m}
, !- Vertex 12 Y-coordinate {m}
, !- Vertex 12 Z-coordinate {m}
, !- Vertex 13 X-coordinate {m}
, !- Vertex 13 Y-coordinate {m}
, !- Vertex 13 Z-coordinate {m}
, !- Vertex 14 X-coordinate {m}
, !- Vertex 14 Y-coordinate {m}
, !- Vertex 14 Z-coordinate {m}
, !- Vertex 15 X-coordinate {m}
, !- Vertex 15 Y-coordinate {m}
, !- Vertex 15 Z-coordinate {m}
, !- Vertex 16 X-coordinate {m}
, !- Vertex 16 Y-coordinate {m}
, !- Vertex 16 Z-coordinate {m}
, !- Vertex 17 X-coordinate {m}
, !- Vertex 17 Y-coordinate {m}
, !- Vertex 17 Z-coordinate {m}
, !- Vertex 18 X-coordinate {m}
, !- Vertex 18 Y-coordinate {m}
, !- Vertex 18 Z-coordinate {m}
, !- Vertex 19 X-coordinate {m}
, !- Vertex 19 Y-coordinate {m}
, !- Vertex 19 Z-coordinate {m}
, !- Vertex 20 X-coordinate {m}
, !- Vertex 20 Y-coordinate {m}
; !- Vertex 20 Z-coordinate {m}
BuildingSurface:Detailed,
M-162-PrepRoom_Srf_5, !- Name
Wall, !- Surface Type
Hole, !- Construction Name
M-162-PrepRoom Thermal Zone, !- Zone Name
Surface, !- Outside Boundary Condition
M-ExgWomen_Srf_2, !- Outside Boundary Condition Object
NoSun, !- Sun Exposure
NoWind, !- Wind Exposure
, !- View Factor to Ground
4, !- Number of Vertices
66.751, !- Vertex 1 X-coordinate {m}
52.829, !- Vertex 1 Y-coordinate {m}
5.715, !- Vertex 1 Z-coordinate {m}
66.751, !- Vertex 2 X-coordinate {m}
52.829, !- Vertex 2 Y-coordinate {m}
2.819, !- Vertex 2 Z-coordinate {m}
66.751, !- Vertex 3 X-coordinate {m}
50.963, !- Vertex 3 Y-coordinate {m}
2.819, !- Vertex 3 Z-coordinate {m}
66.751, !- Vertex 4 X-coordinate {m}
50.963, !- Vertex 4 Y-coordinate {m}
5.715, !- Vertex 4 Z-coordinate {m}
, !- Vertex 5 X-coordinate {m}
, !- Vertex 5 Y-coordinate {m}
, !- Vertex 5 Z-coordinate {m}
, !- Vertex 6 X-coordinate {m}
, !- Vertex 6 Y-coordinate {m}
, !- Vertex 6 Z-coordinate {m}
, !- Vertex 7 X-coordinate {m}
, !- Vertex 7 Y-coordinate {m}
, !- Vertex 7 Z-coordinate {m}
, !- Vertex 8 X-coordinate {m}
, !- Vertex 8 Y-coordinate {m}
, !- Vertex 8 Z-coordinate {m}
, !- Vertex 9 X-coordinate {m}
, !- Vertex 9 Y-coordinate {m}
, !- Vertex 9 Z-coordinate {m}
, !- Vertex 10 X-coordinate {m}
, !- Vertex 10 Y-coordinate {m}
, !- Vertex 10 Z-coordinate {m}
, !- Vertex 11 X-coordinate {m}
, !- Vertex 11 Y-coordinate {m}
, !- Vertex 11 Z-coordinate {m}
, !- Vertex 12 X-coordinate {m}
, !- Vertex 12 Y-coordinate {m}
, !- Vertex 12 Z-coordinate {m}
, !- Vertex 13 X-coordinate {m}
, !- Vertex 13 Y-coordinate {m}
, !- Vertex 13 Z-coordinate {m}
, !- Vertex 14 X-coordinate {m}
, !- Vertex 14 Y-coordinate {m}
, !- Vertex 14 Z-coordinate {m}
, !- Vertex 15 X-coordinate {m}
, !- Vertex 15 Y-coordinate {m}
, !- Vertex 15 Z-coordinate {m}
, !- Vertex 16 X-coordinate {m}
, !- Vertex 16 Y-coordinate {m}
, !- Vertex 16 Z-coordinate {m}
, !- Vertex 17 X-coordinate {m}
, !- Vertex 17 Y-coordinate {m}
, !- Vertex 17 Z-coordinate {m}
, !- Vertex 18 X-coordinate {m}
, !- Vertex 18 Y-coordinate {m}
, !- Vertex 18 Z-coordinate {m}
, !- Vertex 19 X-coordinate {m}
, !- Vertex 19 Y-coordinate {m}
, !- Vertex 19 Z-coordinate {m}
, !- Vertex 20 X-coordinate {m}
, !- Vertex 20 Y-coordinate {m}
; !- Vertex 20 Z-coordinate {m}
BuildingSurface:Detailed,
M-162-PrepRoom_Srf_6, !- Name
Wall, !- Surface Type
Hole, !- Construction Name
M-162-PrepRoom Thermal Zone, !- Zone Name
Surface, !- Outside Boundary Condition
M-161-Men_Srf_3, !- Outside Boundary Condition Object
NoSun, !- Sun Exposure
NoWind, !- Wind Exposure
, !- View Factor to Ground
4, !- Number of Vertices
66.751, !- Vertex 1 X-coordinate {m}
54.437, !- Vertex 1 Y-coordinate {m}
5.715, !- Vertex 1 Z-coordinate {m}
66.751, !- Vertex 2 X-coordinate {m}
54.437, !- Vertex 2 Y-coordinate {m}
2.819, !- Vertex 2 Z-coordinate {m}
66.751, !- Vertex 3 X-coordinate {m}
52.829, !- Vertex 3 Y-coordinate {m}
2.819, !- Vertex 3 Z-coordinate {m}
66.751, !- Vertex 4 X-coordinate {m}
52.829, !- Vertex 4 Y-coordinate {m}
5.715, !- Vertex 4 Z-coordinate {m}
, !- Vertex 5 X-coordinate {m}
, !- Vertex 5 Y-coordinate {m}
, !- Vertex 5 Z-coordinate {m}
, !- Vertex 6 X-coordinate {m}
, !- Vertex 6 Y-coordinate {m}
, !- Vertex 6 Z-coordinate {m}
, !- Vertex 7 X-coordinate {m}
, !- Vertex 7 Y-coordinate {m}
, !- Vertex 7 Z-coordinate {m}
, !- Vertex 8 X-coordinate {m}
, !- Vertex 8 Y-coordinate {m}
, !- Vertex 8 Z-coordinate {m}
, !- Vertex 9 X-coordinate {m}
, !- Vertex 9 Y-coordinate {m}
, !- Vertex 9 Z-coordinate {m}
, !- Vertex 10 X-coordinate {m}
, !- Vertex 10 Y-coordinate {m}
, !- Vertex 10 Z-coordinate {m}
, !- Vertex 11 X-coordinate {m}
, !- Vertex 11 Y-coordinate {m}
, !- Vertex 11 Z-coordinate {m}
, !- Vertex 12 X-coordinate {m}
, !- Vertex 12 Y-coordinate {m}
, !- Vertex 12 Z-coordinate {m}
, !- Vertex 13 X-coordinate {m}
, !- Vertex 13 Y-coordinate {m}
, !- Vertex 13 Z-coordinate {m}
, !- Vertex 14 X-coordinate {m}
, !- Vertex 14 Y-coordinate {m}
, !- Vertex 14 Z-coordinate {m}
, !- Vertex 15 X-coordinate {m}
, !- Vertex 15 Y-coordinate {m}
, !- Vertex 15 Z-coordinate {m}
, !- Vertex 16 X-coordinate {m}
, !- Vertex 16 Y-coordinate {m}
, !- Vertex 16 Z-coordinate {m}
, !- Vertex 17 X-coordinate {m}
, !- Vertex 17 Y-coordinate {m}
, !- Vertex 17 Z-coordinate {m}
, !- Vertex 18 X-coordinate {m}
, !- Vertex 18 Y-coordinate {m}
, !- Vertex 18 Z-coordinate {m}
, !- Vertex 19 X-coordinate {m}
, !- Vertex 19 Y-coordinate {m}
, !- Vertex 19 Z-coordinate {m}
, !- Vertex 20 X-coordinate {m}
, !- Vertex 20 Y-coordinate {m}
; !- Vertex 20 Z-coordinate {m}
BuildingSurface:Detailed,
M-162-PrepRoom_Srf_7, !- Name
Wall, !- Surface Type
Hole, !- Construction Name
M-162-PrepRoom Thermal Zone, !- Zone Name
Surface, !- Outside Boundary Condition
M-201-ExgStorage_Srf_7, !- Outside Boundary Condition Object
NoSun, !- Sun Exposure
NoWind, !- Wind Exposure
, !- View Factor to Ground
4, !- Number of Vertices
66.751, !- Vertex 1 X-coordinate {m}
55.9, !- Vertex 1 Y-coordinate {m}
5.715, !- Vertex 1 Z-coordinate {m}
66.751, !- Vertex 2 X-coordinate {m}
55.9, !- Vertex 2 Y-coordinate {m}
2.819, !- Vertex 2 Z-coordinate {m}
66.751, !- Vertex 3 X-coordinate {m}
54.437, !- Vertex 3 Y-coordinate {m}
2.819, !- Vertex 3 Z-coordinate {m}
66.751, !- Vertex 4 X-coordinate {m}
54.437, !- Vertex 4 Y-coordinate {m}
5.715, !- Vertex 4 Z-coordinate {m}
, !- Vertex 5 X-coordinate {m}
, !- Vertex 5 Y-coordinate {m}
, !- Vertex 5 Z-coordinate {m}
, !- Vertex 6 X-coordinate {m}
, !- Vertex 6 Y-coordinate {m}
, !- Vertex 6 Z-coordinate {m}
, !- Vertex 7 X-coordinate {m}
, !- Vertex 7 Y-coordinate {m}
, !- Vertex 7 Z-coordinate {m}
, !- Vertex 8 X-coordinate {m}
, !- Vertex 8 Y-coordinate {m}
, !- Vertex 8 Z-coordinate {m}
, !- Vertex 9 X-coordinate {m}
, !- Vertex 9 Y-coordinate {m}
, !- Vertex 9 Z-coordinate {m}
, !- Vertex 10 X-coordinate {m}
, !- Vertex 10 Y-coordinate {m}
, !- Vertex 10 Z-coordinate {m}
, !- Vertex 11 X-coordinate {m}
, !- Vertex 11 Y-coordinate {m}
, !- Vertex 11 Z-coordinate {m}
, !- Vertex 12 X-coordinate {m}
, !- Vertex 12 Y-coordinate {m}
, !- Vertex 12 Z-coordinate {m}
, !- Vertex 13 X-coordinate {m}
, !- Vertex 13 Y-coordinate {m}
, !- Vertex 13 Z-coordinate {m}
, !- Vertex 14 X-coordinate {m}
, !- Vertex 14 Y-coordinate {m}
, !- Vertex 14 Z-coordinate {m}
, !- Vertex 15 X-coordinate {m}
, !- Vertex 15 Y-coordinate {m}
, !- Vertex 15 Z-coordinate {m}
, !- Vertex 16 X-coordinate {m}
, !- Vertex 16 Y-coordinate {m}
, !- Vertex 16 Z-coordinate {m}
, !- Vertex 17 X-coordinate {m}
, !- Vertex 17 Y-coordinate {m}
, !- Vertex 17 Z-coordinate {m}
, !- Vertex 18 X-coordinate {m}
, !- Vertex 18 Y-coordinate {m}
, !- Vertex 18 Z-coordinate {m}
, !- Vertex 19 X-coordinate {m}
, !- Vertex 19 Y-coordinate {m}
, !- Vertex 19 Z-coordinate {m}
, !- Vertex 20 X-coordinate {m}
, !- Vertex 20 Y-coordinate {m}
; !- Vertex 20 Z-coordinate {m}
BuildingSurface:Detailed,
M-162-PrepRoom_Srf_8, !- Name
Wall, !- Surface Type
Hole, !- Construction Name
M-162-PrepRoom Thermal Zone, !- Zone Name
Surface, !- Outside Boundary Condition
M-201-ExgStorage_Srf_6, !- Outside Boundary Condition Object
NoSun, !- Sun Exposure
NoWind, !- Wind Exposure
, !- View Factor to Ground
4, !- Number of Vertices
70.163, !- Vertex 1 X-coordinate {m}
59.293, !- Vertex 1 Y-coordinate {m}
5.715, !- Vertex 1 Z-coordinate {m}
70.163, !- Vertex 2 X-coordinate {m}
59.293, !- Vertex 2 Y-coordinate {m}
2.819, !- Vertex 2 Z-coordinate {m}
66.751, !- Vertex 3 X-coordinate {m}
55.9, !- Vertex 3 Y-coordinate {m}
2.819, !- Vertex 3 Z-coordinate {m}
66.751, !- Vertex 4 X-coordinate {m}
55.9, !- Vertex 4 Y-coordinate {m}
5.715, !- Vertex 4 Z-coordinate {m}
, !- Vertex 5 X-coordinate {m}
, !- Vertex 5 Y-coordinate {m}
, !- Vertex 5 Z-coordinate {m}
, !- Vertex 6 X-coordinate {m}
, !- Vertex 6 Y-coordinate {m}
, !- Vertex 6 Z-coordinate {m}
, !- Vertex 7 X-coordinate {m}
, !- Vertex 7 Y-coordinate {m}
, !- Vertex 7 Z-coordinate {m}
, !- Vertex 8 X-coordinate {m}
, !- Vertex 8 Y-coordinate {m}
, !- Vertex 8 Z-coordinate {m}
, !- Vertex 9 X-coordinate {m}
, !- Vertex 9 Y-coordinate {m}
, !- Vertex 9 Z-coordinate {m}
, !- Vertex 10 X-coordinate {m}
, !- Vertex 10 Y-coordinate {m}
, !- Vertex 10 Z-coordinate {m}
, !- Vertex 11 X-coordinate {m}
, !- Vertex 11 Y-coordinate {m}
, !- Vertex 11 Z-coordinate {m}
, !- Vertex 12 X-coordinate {m}
, !- Vertex 12 Y-coordinate {m}
, !- Vertex 12 Z-coordinate {m}
, !- Vertex 13 X-coordinate {m}
, !- Vertex 13 Y-coordinate {m}
, !- Vertex 13 Z-coordinate {m}
, !- Vertex 14 X-coordinate {m}
, !- Vertex 14 Y-coordinate {m}
, !- Vertex 14 Z-coordinate {m}
, !- Vertex 15 X-coordinate {m}
, !- Vertex 15 Y-coordinate {m}
, !- Vertex 15 Z-coordinate {m}
, !- Vertex 16 X-coordinate {m}
, !- Vertex 16 Y-coordinate {m}
, !- Vertex 16 Z-coordinate {m}
, !- Vertex 17 X-coordinate {m}
, !- Vertex 17 Y-coordinate {m}
, !- Vertex 17 Z-coordinate {m}
, !- Vertex 18 X-coordinate {m}
, !- Vertex 18 Y-coordinate {m}
, !- Vertex 18 Z-coordinate {m}
, !- Vertex 19 X-coordinate {m}
, !- Vertex 19 Y-coordinate {m}
, !- Vertex 19 Z-coordinate {m}
, !- Vertex 20 X-coordinate {m}
, !- Vertex 20 Y-coordinate {m}
; !- Vertex 20 Z-coordinate {m}
BuildingSurface:Detailed,
M-162-PrepRoom_Srf_9, !- Name
Wall, !- Surface Type
Hole, !- Construction Name
M-162-PrepRoom Thermal Zone, !- Zone Name
Surface, !- Outside Boundary Condition
M-163-MeatPrep_Srf_3, !- Outside Boundary Condition Object
NoSun, !- Sun Exposure
NoWind, !- Wind Exposure
, !- View Factor to Ground
4, !- Number of Vertices
71.415, !- Vertex 1 X-coordinate {m}
58.034, !- Vertex 1 Y-coordinate {m}
5.715, !- Vertex 1 Z-coordinate {m}
71.415, !- Vertex 2 X-coordinate {m}
58.034, !- Vertex 2 Y-coordinate {m}
2.819, !- Vertex 2 Z-coordinate {m}
70.163, !- Vertex 3 X-coordinate {m}
59.293, !- Vertex 3 Y-coordinate {m}
2.819, !- Vertex 3 Z-coordinate {m}
70.163, !- Vertex 4 X-coordinate {m}
59.293, !- Vertex 4 Y-coordinate {m}
5.715, !- Vertex 4 Z-coordinate {m}
, !- Vertex 5 X-coordinate {m}
, !- Vertex 5 Y-coordinate {m}
, !- Vertex 5 Z-coordinate {m}
, !- Vertex 6 X-coordinate {m}
, !- Vertex 6 Y-coordinate {m}
, !- Vertex 6 Z-coordinate {m}
, !- Vertex 7 X-coordinate {m}
, !- Vertex 7 Y-coordinate {m}
, !- Vertex 7 Z-coordinate {m}
, !- Vertex 8 X-coordinate {m}
, !- Vertex 8 Y-coordinate {m}
, !- Vertex 8 Z-coordinate {m}
, !- Vertex 9 X-coordinate {m}
, !- Vertex 9 Y-coordinate {m}
, !- Vertex 9 Z-coordinate {m}
, !- Vertex 10 X-coordinate {m}
, !- Vertex 10 Y-coordinate {m}
, !- Vertex 10 Z-coordinate {m}
, !- Vertex 11 X-coordinate {m}
, !- Vertex 11 Y-coordinate {m}
, !- Vertex 11 Z-coordinate {m}
, !- Vertex 12 X-coordinate {m}
, !- Vertex 12 Y-coordinate {m}
, !- Vertex 12 Z-coordinate {m}
, !- Vertex 13 X-coordinate {m}
, !- Vertex 13 Y-coordinate {m}
, !- Vertex 13 Z-coordinate {m}
, !- Vertex 14 X-coordinate {m}
, !- Vertex 14 Y-coordinate {m}
, !- Vertex 14 Z-coordinate {m}
, !- Vertex 15 X-coordinate {m}
, !- Vertex 15 Y-coordinate {m}
, !- Vertex 15 Z-coordinate {m}
, !- Vertex 16 X-coordinate {m}
, !- Vertex 16 Y-coordinate {m}
, !- Vertex 16 Z-coordinate {m}
, !- Vertex 17 X-coordinate {m}
, !- Vertex 17 Y-coordinate {m}
, !- Vertex 17 Z-coordinate {m}
, !- Vertex 18 X-coordinate {m}
, !- Vertex 18 Y-coordinate {m}
, !- Vertex 18 Z-coordinate {m}
, !- Vertex 19 X-coordinate {m}
, !- Vertex 19 Y-coordinate {m}
, !- Vertex 19 Z-coordinate {m}
, !- Vertex 20 X-coordinate {m}
, !- Vertex 20 Y-coordinate {m}
; !- Vertex 20 Z-coordinate {m}
BuildingSurface:Detailed,
M-163-MeatPrep_Srf_0, !- Name
Floor, !- Surface Type
Hole, !- Construction Name
M-163-MeatPrep Thermal Zone, !- Zone Name
outdoors, !- Outside Boundary Condition
, !- Outside Boundary Condition Object
SunExposed, !- Sun Exposure
WindExposed, !- Wind Exposure
, !- View Factor to Ground
6, !- Number of Vertices
78.231, !- Vertex 1 X-coordinate {m}
61.783, !- Vertex 1 Y-coordinate {m}
2.819, !- Vertex 1 Z-coordinate {m}
78.231, !- Vertex 2 X-coordinate {m}
55.565, !- Vertex 2 Y-coordinate {m}
2.819, !- Vertex 2 Z-coordinate {m}
71.415, !- Vertex 3 X-coordinate {m}
55.565, !- Vertex 3 Y-coordinate {m}
2.819, !- Vertex 3 Z-coordinate {m}
71.415, !- Vertex 4 X-coordinate {m}
58.034, !- Vertex 4 Y-coordinate {m}
2.819, !- Vertex 4 Z-coordinate {m}
70.163, !- Vertex 5 X-coordinate {m}
59.293, !- Vertex 5 Y-coordinate {m}
2.819, !- Vertex 5 Z-coordinate {m}
72.667, !- Vertex 6 X-coordinate {m}
61.783, !- Vertex 6 Y-coordinate {m}
2.819, !- Vertex 6 Z-coordinate {m}
, !- Vertex 7 X-coordinate {m}
, !- Vertex 7 Y-coordinate {m}
, !- Vertex 7 Z-coordinate {m}
, !- Vertex 8 X-coordinate {m}
, !- Vertex 8 Y-coordinate {m}
, !- Vertex 8 Z-coordinate {m}
, !- Vertex 9 X-coordinate {m}
, !- Vertex 9 Y-coordinate {m}
, !- Vertex 9 Z-coordinate {m}
, !- Vertex 10 X-coordinate {m}
, !- Vertex 10 Y-coordinate {m}
, !- Vertex 10 Z-coordinate {m}
, !- Vertex 11 X-coordinate {m}
, !- Vertex 11 Y-coordinate {m}
, !- Vertex 11 Z-coordinate {m}
, !- Vertex 12 X-coordinate {m}
, !- Vertex 12 Y-coordinate {m}
, !- Vertex 12 Z-coordinate {m}
, !- Vertex 13 X-coordinate {m}
, !- Vertex 13 Y-coordinate {m}
, !- Vertex 13 Z-coordinate {m}
, !- Vertex 14 X-coordinate {m}
, !- Vertex 14 Y-coordinate {m}
, !- Vertex 14 Z-coordinate {m}
, !- Vertex 15 X-coordinate {m}
, !- Vertex 15 Y-coordinate {m}
, !- Vertex 15 Z-coordinate {m}
, !- Vertex 16 X-coordinate {m}
, !- Vertex 16 Y-coordinate {m}
, !- Vertex 16 Z-coordinate {m}
, !- Vertex 17 X-coordinate {m}
, !- Vertex 17 Y-coordinate {m}
, !- Vertex 17 Z-coordinate {m}
, !- Vertex 18 X-coordinate {m}
, !- Vertex 18 Y-coordinate {m}
, !- Vertex 18 Z-coordinate {m}
, !- Vertex 19 X-coordinate {m}
, !- Vertex 19 Y-coordinate {m}
, !- Vertex 19 Z-coordinate {m}
, !- Vertex 20 X-coordinate {m}
, !- Vertex 20 Y-coordinate {m}
; !- Vertex 20 Z-coordinate {m}
BuildingSurface:Detailed,
M-163-MeatPrep_Srf_1, !- Name
Wall, !- Surface Type
Hole, !- Construction Name
M-163-MeatPrep Thermal Zone, !- Zone Name
Surface, !- Outside Boundary Condition
M-162-PrepRoom_Srf_11, !- Outside Boundary Condition Object
NoSun, !- Sun Exposure
NoWind, !- Wind Exposure
, !- View Factor to Ground
4, !- Number of Vertices
71.415, !- Vertex 1 X-coordinate {m}
55.565, !- Vertex 1 Y-coordinate {m}
5.715, !- Vertex 1 Z-coordinate {m}
71.415, !- Vertex 2 X-coordinate {m}
55.565, !- Vertex 2 Y-coordinate {m}
2.819, !- Vertex 2 Z-coordinate {m}
71.888, !- Vertex 3 X-coordinate {m}
55.565, !- Vertex 3 Y-coordinate {m}
2.819, !- Vertex 3 Z-coordinate {m}
71.888, !- Vertex 4 X-coordinate {m}
55.565, !- Vertex 4 Y-coordinate {m}
5.715, !- Vertex 4 Z-coordinate {m}
, !- Vertex 5 X-coordinate {m}
, !- Vertex 5 Y-coordinate {m}
, !- Vertex 5 Z-coordinate {m}
, !- Vertex 6 X-coordinate {m}
, !- Vertex 6 Y-coordinate {m}
, !- Vertex 6 Z-coordinate {m}
, !- Vertex 7 X-coordinate {m}
, !- Vertex 7 Y-coordinate {m}
, !- Vertex 7 Z-coordinate {m}
, !- Vertex 8 X-coordinate {m}
, !- Vertex 8 Y-coordinate {m}
, !- Vertex 8 Z-coordinate {m}
, !- Vertex 9 X-coordinate {m}
, !- Vertex 9 Y-coordinate {m}
, !- Vertex 9 Z-coordinate {m}
, !- Vertex 10 X-coordinate {m}
, !- Vertex 10 Y-coordinate {m}
, !- Vertex 10 Z-coordinate {m}
, !- Vertex 11 X-coordinate {m}
, !- Vertex 11 Y-coordinate {m}
, !- Vertex 11 Z-coordinate {m}
, !- Vertex 12 X-coordinate {m}
, !- Vertex 12 Y-coordinate {m}
, !- Vertex 12 Z-coordinate {m}
, !- Vertex 13 X-coordinate {m}
, !- Vertex 13 Y-coordinate {m}
, !- Vertex 13 Z-coordinate {m}
, !- Vertex 14 X-coordinate {m}
, !- Vertex 14 Y-coordinate {m}
, !- Vertex 14 Z-coordinate {m}
, !- Vertex 15 X-coordinate {m}
, !- Vertex 15 Y-coordinate {m}
, !- Vertex 15 Z-coordinate {m}
, !- Vertex 16 X-coordinate {m}
, !- Vertex 16 Y-coordinate {m}
, !- Vertex 16 Z-coordinate {m}
, !- Vertex 17 X-coordinate {m}
, !- Vertex 17 Y-coordinate {m}
, !- Vertex 17 Z-coordinate {m}
, !- Vertex 18 X-coordinate {m}
, !- Vertex 18 Y-coordinate {m}
, !- Vertex 18 Z-coordinate {m}
, !- Vertex 19 X-coordinate {m}
, !- Vertex 19 Y-coordinate {m}
, !- Vertex 19 Z-coordinate {m}
, !- Vertex 20 X-coordinate {m}
, !- Vertex 20 Y-coordinate {m}
; !- Vertex 20 Z-coordinate {m}
BuildingSurface:Detailed,
M-163-MeatPrep_Srf_2, !- Name
Wall, !- Surface Type
Hole, !- Construction Name
M-163-MeatPrep Thermal Zone, !- Zone Name
Surface, !- Outside Boundary Condition
M-162-PrepRoom_Srf_10, !- Outside Boundary Condition Object
NoSun, !- Sun Exposure
NoWind, !- Wind Exposure
, !- View Factor to Ground
4, !- Number of Vertices
71.415, !- Vertex 1 X-coordinate {m}
58.034, !- Vertex 1 Y-coordinate {m}
5.715, !- Vertex 1 Z-coordinate {m}
71.415, !- Vertex 2 X-coordinate {m}
58.034, !- Vertex 2 Y-coordinate {m}
2.819, !- Vertex 2 Z-coordinate {m}
71.415, !- Vertex 3 X-coordinate {m}
55.565, !- Vertex 3 Y-coordinate {m}
2.819, !- Vertex 3 Z-coordinate {m}
71.415, !- Vertex 4 X-coordinate {m}
55.565, !- Vertex 4 Y-coordinate {m}
5.715, !- Vertex 4 Z-coordinate {m}
, !- Vertex 5 X-coordinate {m}
, !- Vertex 5 Y-coordinate {m}
, !- Vertex 5 Z-coordinate {m}
, !- Vertex 6 X-coordinate {m}
, !- Vertex 6 Y-coordinate {m}
, !- Vertex 6 Z-coordinate {m}
, !- Vertex 7 X-coordinate {m}
, !- Vertex 7 Y-coordinate {m}
, !- Vertex 7 Z-coordinate {m}
, !- Vertex 8 X-coordinate {m}
, !- Vertex 8 Y-coordinate {m}
, !- Vertex 8 Z-coordinate {m}
, !- Vertex 9 X-coordinate {m}
, !- Vertex 9 Y-coordinate {m}
, !- Vertex 9 Z-coordinate {m}
, !- Vertex 10 X-coordinate {m}
, !- Vertex 10 Y-coordinate {m}
, !- Vertex 10 Z-coordinate {m}
, !- Vertex 11 X-coordinate {m}
, !- Vertex 11 Y-coordinate {m}
, !- Vertex 11 Z-coordinate {m}
, !- Vertex 12 X-coordinate {m}
, !- Vertex 12 Y-coordinate {m}
, !- Vertex 12 Z-coordinate {m}
, !- Vertex 13 X-coordinate {m}
, !- Vertex 13 Y-coordinate {m}
, !- Vertex 13 Z-coordinate {m}
, !- Vertex 14 X-coordinate {m}
, !- Vertex 14 Y-coordinate {m}
, !- Vertex 14 Z-coordinate {m}
, !- Vertex 15 X-coordinate {m}
, !- Vertex 15 Y-coordinate {m}
, !- Vertex 15 Z-coordinate {m}
, !- Vertex 16 X-coordinate {m}
, !- Vertex 16 Y-coordinate {m}
, !- Vertex 16 Z-coordinate {m}
, !- Vertex 17 X-coordinate {m}
, !- Vertex 17 Y-coordinate {m}
, !- Vertex 17 Z-coordinate {m}
, !- Vertex 18 X-coordinate {m}
, !- Vertex 18 Y-coordinate {m}
, !- Vertex 18 Z-coordinate {m}
, !- Vertex 19 X-coordinate {m}
, !- Vertex 19 Y-coordinate {m}
, !- Vertex 19 Z-coordinate {m}
, !- Vertex 20 X-coordinate {m}
, !- Vertex 20 Y-coordinate {m}
; !- Vertex 20 Z-coordinate {m}
BuildingSurface:Detailed,
M-163-MeatPrep_Srf_3, !- Name
Wall, !- Surface Type
Hole, !- Construction Name
M-163-MeatPrep Thermal Zone, !- Zone Name
Surface, !- Outside Boundary Condition
M-162-PrepRoom_Srf_9, !- Outside Boundary Condition Object
NoSun, !- Sun Exposure
NoWind, !- Wind Exposure
, !- View Factor to Ground
4, !- Number of Vertices
70.163, !- Vertex 1 X-coordinate {m}
59.293, !- Vertex 1 Y-coordinate {m}
5.715, !- Vertex 1 Z-coordinate {m}
70.163, !- Vertex 2 X-coordinate {m}
59.293, !- Vertex 2 Y-coordinate {m}
2.819, !- Vertex 2 Z-coordinate {m}
71.415, !- Vertex 3 X-coordinate {m}
58.034, !- Vertex 3 Y-coordinate {m}
2.819, !- Vertex 3 Z-coordinate {m}
71.415, !- Vertex 4 X-coordinate {m}
58.034, !- Vertex 4 Y-coordinate {m}
5.715, !- Vertex 4 Z-coordinate {m}
, !- Vertex 5 X-coordinate {m}
, !- Vertex 5 Y-coordinate {m}
, !- Vertex 5 Z-coordinate {m}
, !- Vertex 6 X-coordinate {m}
, !- Vertex 6 Y-coordinate {m}
, !- Vertex 6 Z-coordinate {m}
, !- Vertex 7 X-coordinate {m}
, !- Vertex 7 Y-coordinate {m}
, !- Vertex 7 Z-coordinate {m}
, !- Vertex 8 X-coordinate {m}
, !- Vertex 8 Y-coordinate {m}
, !- Vertex 8 Z-coordinate {m}
, !- Vertex 9 X-coordinate {m}
, !- Vertex 9 Y-coordinate {m}
, !- Vertex 9 Z-coordinate {m}
, !- Vertex 10 X-coordinate {m}
, !- Vertex 10 Y-coordinate {m}
, !- Vertex 10 Z-coordinate {m}
, !- Vertex 11 X-coordinate {m}
, !- Vertex 11 Y-coordinate {m}
, !- Vertex 11 Z-coordinate {m}
, !- Vertex 12 X-coordinate {m}
, !- Vertex 12 Y-coordinate {m}
, !- Vertex 12 Z-coordinate {m}
, !- Vertex 13 X-coordinate {m}
, !- Vertex 13 Y-coordinate {m}
, !- Vertex 13 Z-coordinate {m}
, !- Vertex 14 X-coordinate {m}
, !- Vertex 14 Y-coordinate {m}
, !- Vertex 14 Z-coordinate {m}
, !- Vertex 15 X-coordinate {m}
, !- Vertex 15 Y-coordinate {m}
, !- Vertex 15 Z-coordinate {m}
, !- Vertex 16 X-coordinate {m}
, !- Vertex 16 Y-coordinate {m}
, !- Vertex 16 Z-coordinate {m}
, !- Vertex 17 X-coordinate {m}
, !- Vertex 17 Y-coordinate {m}
, !- Vertex 17 Z-coordinate {m}
, !- Vertex 18 X-coordinate {m}
, !- Vertex 18 Y-coordinate {m}
, !- Vertex 18 Z-coordinate {m}
, !- Vertex 19 X-coordinate {m}
, !- Vertex 19 Y-coordinate {m}
, !- Vertex 19 Z-coordinate {m}
, !- Vertex 20 X-coordinate {m}
, !- Vertex 20 Y-coordinate {m}
; !- Vertex 20 Z-coordinate {m}
BuildingSurface:Detailed,
M-163-MeatPrep_Srf_4, !- Name
Wall, !- Surface Type
Hole, !- Construction Name
M-163-MeatPrep Thermal Zone, !- Zone Name
Surface, !- Outside Boundary Condition
M-201-ExgStorage_Srf_5, !- Outside Boundary Condition Object
NoSun, !- Sun Exposure
NoWind, !- Wind Exposure
, !- View Factor to Ground
4, !- Number of Vertices
72.667, !- Vertex 1 X-coordinate {m}
61.783, !- Vertex 1 Y-coordinate {m}
5.715, !- Vertex 1 Z-coordinate {m}
72.667, !- Vertex 2 X-coordinate {m}
61.783, !- Vertex 2 Y-coordinate {m}
2.819, !- Vertex 2 Z-coordinate {m}
70.163, !- Vertex 3 X-coordinate {m}
59.293, !- Vertex 3 Y-coordinate {m}
2.819, !- Vertex 3 Z-coordinate {m}
70.163, !- Vertex 4 X-coordinate {m}
59.293, !- Vertex 4 Y-coordinate {m}
5.715, !- Vertex 4 Z-coordinate {m}
, !- Vertex 5 X-coordinate {m}
, !- Vertex 5 Y-coordinate {m}
, !- Vertex 5 Z-coordinate {m}
, !- Vertex 6 X-coordinate {m}
, !- Vertex 6 Y-coordinate {m}
, !- Vertex 6 Z-coordinate {m}
, !- Vertex 7 X-coordinate {m}
, !- Vertex 7 Y-coordinate {m}
, !- Vertex 7 Z-coordinate {m}
, !- Vertex 8 X-coordinate {m}
, !- Vertex 8 Y-coordinate {m}
, !- Vertex 8 Z-coordinate {m}
, !- Vertex 9 X-coordinate {m}
, !- Vertex 9 Y-coordinate {m}
, !- Vertex 9 Z-coordinate {m}
, !- Vertex 10 X-coordinate {m}
, !- Vertex 10 Y-coordinate {m}
, !- Vertex 10 Z-coordinate {m}
, !- Vertex 11 X-coordinate {m}
, !- Vertex 11 Y-coordinate {m}
, !- Vertex 11 Z-coordinate {m}
, !- Vertex 12 X-coordinate {m}
, !- Vertex 12 Y-coordinate {m}
, !- Vertex 12 Z-coordinate {m}
, !- Vertex 13 X-coordinate {m}
, !- Vertex 13 Y-coordinate {m}
, !- Vertex 13 Z-coordinate {m}
, !- Vertex 14 X-coordinate {m}
, !- Vertex 14 Y-coordinate {m}
, !- Vertex 14 Z-coordinate {m}
, !- Vertex 15 X-coordinate {m}
, !- Vertex 15 Y-coordinate {m}
, !- Vertex 15 Z-coordinate {m}
, !- Vertex 16 X-coordinate {m}
, !- Vertex 16 Y-coordinate {m}
, !- Vertex 16 Z-coordinate {m}
, !- Vertex 17 X-coordinate {m}
, !- Vertex 17 Y-coordinate {m}
, !- Vertex 17 Z-coordinate {m}
, !- Vertex 18 X-coordinate {m}
, !- Vertex 18 Y-coordinate {m}
, !- Vertex 18 Z-coordinate {m}
, !- Vertex 19 X-coordinate {m}
, !- Vertex 19 Y-coordinate {m}
, !- Vertex 19 Z-coordinate {m}
, !- Vertex 20 X-coordinate {m}
, !- Vertex 20 Y-coordinate {m}
; !- Vertex 20 Z-coordinate {m}
BuildingSurface:Detailed,
M-163-MeatPrep_Srf_5, !- Name
Wall, !- Surface Type
Wall_Exterior, !- Construction Name
M-163-MeatPrep Thermal Zone, !- Zone Name
Outdoors, !- Outside Boundary Condition
, !- Outside Boundary Condition Object
SunExposed, !- Sun Exposure
WindExposed, !- Wind Exposure
, !- View Factor to Ground
4, !- Number of Vertices
78.231, !- Vertex 1 X-coordinate {m}
61.783, !- Vertex 1 Y-coordinate {m}
5.715, !- Vertex 1 Z-coordinate {m}
78.231, !- Vertex 2 X-coordinate {m}
61.783, !- Vertex 2 Y-coordinate {m}
2.819, !- Vertex 2 Z-coordinate {m}
72.667, !- Vertex 3 X-coordinate {m}
61.783, !- Vertex 3 Y-coordinate {m}
2.819, !- Vertex 3 Z-coordinate {m}
72.667, !- Vertex 4 X-coordinate {m}
61.783, !- Vertex 4 Y-coordinate {m}
5.715, !- Vertex 4 Z-coordinate {m}
, !- Vertex 5 X-coordinate {m}
, !- Vertex 5 Y-coordinate {m}
, !- Vertex 5 Z-coordinate {m}
, !- Vertex 6 X-coordinate {m}
, !- Vertex 6 Y-coordinate {m}
, !- Vertex 6 Z-coordinate {m}
, !- Vertex 7 X-coordinate {m}
, !- Vertex 7 Y-coordinate {m}
, !- Vertex 7 Z-coordinate {m}
, !- Vertex 8 X-coordinate {m}
, !- Vertex 8 Y-coordinate {m}
, !- Vertex 8 Z-coordinate {m}
, !- Vertex 9 X-coordinate {m}
, !- Vertex 9 Y-coordinate {m}
, !- Vertex 9 Z-coordinate {m}
, !- Vertex 10 X-coordinate {m}
, !- Vertex 10 Y-coordinate {m}
, !- Vertex 10 Z-coordinate {m}
, !- Vertex 11 X-coordinate {m}
, !- Vertex 11 Y-coordinate {m}
, !- Vertex 11 Z-coordinate {m}
, !- Vertex 12 X-coordinate {m}
, !- Vertex 12 Y-coordinate {m}
, !- Vertex 12 Z-coordinate {m}
, !- Vertex 13 X-coordinate {m}
, !- Vertex 13 Y-coordinate {m}
, !- Vertex 13 Z-coordinate {m}
, !- Vertex 14 X-coordinate {m}
, !- Vertex 14 Y-coordinate {m}
, !- Vertex 14 Z-coordinate {m}
, !- Vertex 15 X-coordinate {m}
, !- Vertex 15 Y-coordinate {m}
, !- Vertex 15 Z-coordinate {m}
, !- Vertex 16 X-coordinate {m}
, !- Vertex 16 Y-coordinate {m}
, !- Vertex 16 Z-coordinate {m}
, !- Vertex 17 X-coordinate {m}
, !- Vertex 17 Y-coordinate {m}
, !- Vertex 17 Z-coordinate {m}
, !- Vertex 18 X-coordinate {m}
, !- Vertex 18 Y-coordinate {m}
, !- Vertex 18 Z-coordinate {m}
, !- Vertex 19 X-coordinate {m}
, !- Vertex 19 Y-coordinate {m}
, !- Vertex 19 Z-coordinate {m}
, !- Vertex 20 X-coordinate {m}
, !- Vertex 20 Y-coordinate {m}
; !- Vertex 20 Z-coordinate {m}
BuildingSurface:Detailed,
M-163-MeatPrep_Srf_6, !- Name
Wall, !- Surface Type
Hole, !- Construction Name
M-163-MeatPrep Thermal Zone, !- Zone Name
Surface, !- Outside Boundary Condition
M-123-Stairs_Srf_1, !- Outside Boundary Condition Object
NoSun, !- Sun Exposure
NoWind, !- Wind Exposure
, !- View Factor to Ground
4, !- Number of Vertices
78.231, !- Vertex 1 X-coordinate {m}
55.565, !- Vertex 1 Y-coordinate {m}
5.715, !- Vertex 1 Z-coordinate {m}
78.231, !- Vertex 2 X-coordinate {m}
55.565, !- Vertex 2 Y-coordinate {m}
2.819, !- Vertex 2 Z-coordinate {m}
78.231, !- Vertex 3 X-coordinate {m}
61.783, !- Vertex 3 Y-coordinate {m}
2.819, !- Vertex 3 Z-coordinate {m}
78.231, !- Vertex 4 X-coordinate {m}
61.783, !- Vertex 4 Y-coordinate {m}
5.715, !- Vertex 4 Z-coordinate {m}
, !- Vertex 5 X-coordinate {m}
, !- Vertex 5 Y-coordinate {m}
, !- Vertex 5 Z-coordinate {m}
, !- Vertex 6 X-coordinate {m}
, !- Vertex 6 Y-coordinate {m}
, !- Vertex 6 Z-coordinate {m}
, !- Vertex 7 X-coordinate {m}
, !- Vertex 7 Y-coordinate {m}
, !- Vertex 7 Z-coordinate {m}
, !- Vertex 8 X-coordinate {m}
, !- Vertex 8 Y-coordinate {m}
, !- Vertex 8 Z-coordinate {m}
, !- Vertex 9 X-coordinate {m}
, !- Vertex 9 Y-coordinate {m}
, !- Vertex 9 Z-coordinate {m}
, !- Vertex 10 X-coordinate {m}
, !- Vertex 10 Y-coordinate {m}
, !- Vertex 10 Z-coordinate {m}
, !- Vertex 11 X-coordinate {m}
, !- Vertex 11 Y-coordinate {m}
, !- Vertex 11 Z-coordinate {m}
, !- Vertex 12 X-coordinate {m}
, !- Vertex 12 Y-coordinate {m}
, !- Vertex 12 Z-coordinate {m}
, !- Vertex 13 X-coordinate {m}
, !- Vertex 13 Y-coordinate {m}
, !- Vertex 13 Z-coordinate {m}
, !- Vertex 14 X-coordinate {m}
, !- Vertex 14 Y-coordinate {m}
, !- Vertex 14 Z-coordinate {m}
, !- Vertex 15 X-coordinate {m}
, !- Vertex 15 Y-coordinate {m}
, !- Vertex 15 Z-coordinate {m}
, !- Vertex 16 X-coordinate {m}
, !- Vertex 16 Y-coordinate {m}
, !- Vertex 16 Z-coordinate {m}
, !- Vertex 17 X-coordinate {m}
, !- Vertex 17 Y-coordinate {m}
, !- Vertex 17 Z-coordinate {m}
, !- Vertex 18 X-coordinate {m}
, !- Vertex 18 Y-coordinate {m}
, !- Vertex 18 Z-coordinate {m}
, !- Vertex 19 X-coordinate {m}
, !- Vertex 19 Y-coordinate {m}
, !- Vertex 19 Z-coordinate {m}
, !- Vertex 20 X-coordinate {m}
, !- Vertex 20 Y-coordinate {m}
; !- Vertex 20 Z-coordinate {m}
BuildingSurface:Detailed,
M-163-MeatPrep_Srf_7, !- Name
Wall, !- Surface Type
Hole, !- Construction Name
M-163-MeatPrep Thermal Zone, !- Zone Name
Surface, !- Outside Boundary Condition
M-164-MeatCooler_Srf_6, !- Outside Boundary Condition Object
NoSun, !- Sun Exposure
NoWind, !- Wind Exposure
, !- View Factor to Ground
4, !- Number of Vertices
71.888, !- Vertex 1 X-coordinate {m}
55.565, !- Vertex 1 Y-coordinate {m}
5.715, !- Vertex 1 Z-coordinate {m}
71.888, !- Vertex 2 X-coordinate {m}
55.565, !- Vertex 2 Y-coordinate {m}
2.819, !- Vertex 2 Z-coordinate {m}
78.231, !- Vertex 3 X-coordinate {m}
55.565, !- Vertex 3 Y-coordinate {m}
2.819, !- Vertex 3 Z-coordinate {m}
78.231, !- Vertex 4 X-coordinate {m}
55.565, !- Vertex 4 Y-coordinate {m}
5.715, !- Vertex 4 Z-coordinate {m}
, !- Vertex 5 X-coordinate {m}
, !- Vertex 5 Y-coordinate {m}
, !- Vertex 5 Z-coordinate {m}
, !- Vertex 6 X-coordinate {m}
, !- Vertex 6 Y-coordinate {m}
, !- Vertex 6 Z-coordinate {m}
, !- Vertex 7 X-coordinate {m}
, !- Vertex 7 Y-coordinate {m}
, !- Vertex 7 Z-coordinate {m}
, !- Vertex 8 X-coordinate {m}
, !- Vertex 8 Y-coordinate {m}
, !- Vertex 8 Z-coordinate {m}
, !- Vertex 9 X-coordinate {m}
, !- Vertex 9 Y-coordinate {m}
, !- Vertex 9 Z-coordinate {m}
, !- Vertex 10 X-coordinate {m}
, !- Vertex 10 Y-coordinate {m}
, !- Vertex 10 Z-coordinate {m}
, !- Vertex 11 X-coordinate {m}
, !- Vertex 11 Y-coordinate {m}
, !- Vertex 11 Z-coordinate {m}
, !- Vertex 12 X-coordinate {m}
, !- Vertex 12 Y-coordinate {m}
, !- Vertex 12 Z-coordinate {m}
, !- Vertex 13 X-coordinate {m}
, !- Vertex 13 Y-coordinate {m}
, !- Vertex 13 Z-coordinate {m}
, !- Vertex 14 X-coordinate {m}
, !- Vertex 14 Y-coordinate {m}
, !- Vertex 14 Z-coordinate {m}
, !- Vertex 15 X-coordinate {m}
, !- Vertex 15 Y-coordinate {m}
, !- Vertex 15 Z-coordinate {m}
, !- Vertex 16 X-coordinate {m}
, !- Vertex 16 Y-coordinate {m}
, !- Vertex 16 Z-coordinate {m}
, !- Vertex 17 X-coordinate {m}
, !- Vertex 17 Y-coordinate {m}
, !- Vertex 17 Z-coordinate {m}
, !- Vertex 18 X-coordinate {m}
, !- Vertex 18 Y-coordinate {m}
, !- Vertex 18 Z-coordinate {m}
, !- Vertex 19 X-coordinate {m}
, !- Vertex 19 Y-coordinate {m}
, !- Vertex 19 Z-coordinate {m}
, !- Vertex 20 X-coordinate {m}
, !- Vertex 20 Y-coordinate {m}
; !- Vertex 20 Z-coordinate {m}
BuildingSurface:Detailed,
M-163-MeatPrep_Srf_8, !- Name
Roof, !- Surface Type
Roof_BOH, !- Construction Name
M-163-MeatPrep Thermal Zone, !- Zone Name
Outdoors, !- Outside Boundary Condition
, !- Outside Boundary Condition Object
SunExposed, !- Sun Exposure
WindExposed, !- Wind Exposure
, !- View Factor to Ground
6, !- Number of Vertices
72.667, !- Vertex 1 X-coordinate {m}
61.783, !- Vertex 1 Y-coordinate {m}
5.715, !- Vertex 1 Z-coordinate {m}
70.163, !- Vertex 2 X-coordinate {m}
59.293, !- Vertex 2 Y-coordinate {m}
5.715, !- Vertex 2 Z-coordinate {m}
71.415, !- Vertex 3 X-coordinate {m}
58.034, !- Vertex 3 Y-coordinate {m}
5.715, !- Vertex 3 Z-coordinate {m}
71.415, !- Vertex 4 X-coordinate {m}
55.565, !- Vertex 4 Y-coordinate {m}
5.715, !- Vertex 4 Z-coordinate {m}
78.231, !- Vertex 5 X-coordinate {m}
55.565, !- Vertex 5 Y-coordinate {m}
5.715, !- Vertex 5 Z-coordinate {m}
78.231, !- Vertex 6 X-coordinate {m}
61.783, !- Vertex 6 Y-coordinate {m}
5.715, !- Vertex 6 Z-coordinate {m}
, !- Vertex 7 X-coordinate {m}
, !- Vertex 7 Y-coordinate {m}
, !- Vertex 7 Z-coordinate {m}
, !- Vertex 8 X-coordinate {m}
, !- Vertex 8 Y-coordinate {m}
, !- Vertex 8 Z-coordinate {m}
, !- Vertex 9 X-coordinate {m}
, !- Vertex 9 Y-coordinate {m}
, !- Vertex 9 Z-coordinate {m}
, !- Vertex 10 X-coordinate {m}
, !- Vertex 10 Y-coordinate {m}
, !- Vertex 10 Z-coordinate {m}
, !- Vertex 11 X-coordinate {m}
, !- Vertex 11 Y-coordinate {m}
, !- Vertex 11 Z-coordinate {m}
, !- Vertex 12 X-coordinate {m}
, !- Vertex 12 Y-coordinate {m}
, !- Vertex 12 Z-coordinate {m}
, !- Vertex 13 X-coordinate {m}
, !- Vertex 13 Y-coordinate {m}
, !- Vertex 13 Z-coordinate {m}
, !- Vertex 14 X-coordinate {m}
, !- Vertex 14 Y-coordinate {m}
, !- Vertex 14 Z-coordinate {m}
, !- Vertex 15 X-coordinate {m}
, !- Vertex 15 Y-coordinate {m}
, !- Vertex 15 Z-coordinate {m}
, !- Vertex 16 X-coordinate {m}
, !- Vertex 16 Y-coordinate {m}
, !- Vertex 16 Z-coordinate {m}
, !- Vertex 17 X-coordinate {m}
, !- Vertex 17 Y-coordinate {m}
, !- Vertex 17 Z-coordinate {m}
, !- Vertex 18 X-coordinate {m}
, !- Vertex 18 Y-coordinate {m}
, !- Vertex 18 Z-coordinate {m}
, !- Vertex 19 X-coordinate {m}
, !- Vertex 19 Y-coordinate {m}
, !- Vertex 19 Z-coordinate {m}
, !- Vertex 20 X-coordinate {m}
, !- Vertex 20 Y-coordinate {m}
; !- Vertex 20 Z-coordinate {m}
BuildingSurface:Detailed,
M-164-MeatCooler_Srf_0, !- Name
Floor, !- Surface Type
Hole, !- Construction Name
M-164-MeatCooler Thermal Zone, !- Zone Name
outdoors, !- Outside Boundary Condition
, !- Outside Boundary Condition Object
SunExposed, !- Sun Exposure
WindExposed, !- Wind Exposure
, !- View Factor to Ground
4, !- Number of Vertices
79.675, !- Vertex 1 X-coordinate {m}
55.565, !- Vertex 1 Y-coordinate {m}
2.819, !- Vertex 1 Z-coordinate {m}
79.675, !- Vertex 2 X-coordinate {m}
50.963, !- Vertex 2 Y-coordinate {m}
2.819, !- Vertex 2 Z-coordinate {m}
71.888, !- Vertex 3 X-coordinate {m}
50.963, !- Vertex 3 Y-coordinate {m}
2.819, !- Vertex 3 Z-coordinate {m}
71.888, !- Vertex 4 X-coordinate {m}
55.565, !- Vertex 4 Y-coordinate {m}
2.819, !- Vertex 4 Z-coordinate {m}
, !- Vertex 5 X-coordinate {m}
, !- Vertex 5 Y-coordinate {m}
, !- Vertex 5 Z-coordinate {m}
, !- Vertex 6 X-coordinate {m}
, !- Vertex 6 Y-coordinate {m}
, !- Vertex 6 Z-coordinate {m}
, !- Vertex 7 X-coordinate {m}
, !- Vertex 7 Y-coordinate {m}
, !- Vertex 7 Z-coordinate {m}
, !- Vertex 8 X-coordinate {m}
, !- Vertex 8 Y-coordinate {m}
, !- Vertex 8 Z-coordinate {m}
, !- Vertex 9 X-coordinate {m}
, !- Vertex 9 Y-coordinate {m}
, !- Vertex 9 Z-coordinate {m}
, !- Vertex 10 X-coordinate {m}
, !- Vertex 10 Y-coordinate {m}
, !- Vertex 10 Z-coordinate {m}
, !- Vertex 11 X-coordinate {m}
, !- Vertex 11 Y-coordinate {m}
, !- Vertex 11 Z-coordinate {m}
, !- Vertex 12 X-coordinate {m}
, !- Vertex 12 Y-coordinate {m}
, !- Vertex 12 Z-coordinate {m}
, !- Vertex 13 X-coordinate {m}
, !- Vertex 13 Y-coordinate {m}
, !- Vertex 13 Z-coordinate {m}
, !- Vertex 14 X-coordinate {m}
, !- Vertex 14 Y-coordinate {m}
, !- Vertex 14 Z-coordinate {m}
, !- Vertex 15 X-coordinate {m}
, !- Vertex 15 Y-coordinate {m}
, !- Vertex 15 Z-coordinate {m}
, !- Vertex 16 X-coordinate {m}
, !- Vertex 16 Y-coordinate {m}
, !- Vertex 16 Z-coordinate {m}
, !- Vertex 17 X-coordinate {m}
, !- Vertex 17 Y-coordinate {m}
, !- Vertex 17 Z-coordinate {m}
, !- Vertex 18 X-coordinate {m}
, !- Vertex 18 Y-coordinate {m}
, !- Vertex 18 Z-coordinate {m}
, !- Vertex 19 X-coordinate {m}
, !- Vertex 19 Y-coordinate {m}
, !- Vertex 19 Z-coordinate {m}
, !- Vertex 20 X-coordinate {m}
, !- Vertex 20 Y-coordinate {m}
; !- Vertex 20 Z-coordinate {m}
BuildingSurface:Detailed,
M-164-MeatCooler_Srf_1, !- Name
Wall, !- Surface Type
Hole, !- Construction Name
M-164-MeatCooler Thermal Zone, !- Zone Name
Surface, !- Outside Boundary Condition
M-123-Stairs_Srf_4, !- Outside Boundary Condition Object
NoSun, !- Sun Exposure
NoWind, !- Wind Exposure
, !- View Factor to Ground
4, !- Number of Vertices
79.675, !- Vertex 1 X-coordinate {m}
55.565, !- Vertex 1 Y-coordinate {m}
5.715, !- Vertex 1 Z-coordinate {m}
79.675, !- Vertex 2 X-coordinate {m}
55.565, !- Vertex 2 Y-coordinate {m}
2.819, !- Vertex 2 Z-coordinate {m}
78.231, !- Vertex 3 X-coordinate {m}
55.565, !- Vertex 3 Y-coordinate {m}
2.819, !- Vertex 3 Z-coordinate {m}
78.231, !- Vertex 4 X-coordinate {m}
55.565, !- Vertex 4 Y-coordinate {m}
5.715, !- Vertex 4 Z-coordinate {m}
, !- Vertex 5 X-coordinate {m}
, !- Vertex 5 Y-coordinate {m}
, !- Vertex 5 Z-coordinate {m}
, !- Vertex 6 X-coordinate {m}
, !- Vertex 6 Y-coordinate {m}
, !- Vertex 6 Z-coordinate {m}
, !- Vertex 7 X-coordinate {m}
, !- Vertex 7 Y-coordinate {m}
, !- Vertex 7 Z-coordinate {m}
, !- Vertex 8 X-coordinate {m}
, !- Vertex 8 Y-coordinate {m}
, !- Vertex 8 Z-coordinate {m}
, !- Vertex 9 X-coordinate {m}
, !- Vertex 9 Y-coordinate {m}
, !- Vertex 9 Z-coordinate {m}
, !- Vertex 10 X-coordinate {m}
, !- Vertex 10 Y-coordinate {m}
, !- Vertex 10 Z-coordinate {m}
, !- Vertex 11 X-coordinate {m}
, !- Vertex 11 Y-coordinate {m}
, !- Vertex 11 Z-coordinate {m}
, !- Vertex 12 X-coordinate {m}
, !- Vertex 12 Y-coordinate {m}
, !- Vertex 12 Z-coordinate {m}
, !- Vertex 13 X-coordinate {m}
, !- Vertex 13 Y-coordinate {m}
, !- Vertex 13 Z-coordinate {m}
, !- Vertex 14 X-coordinate {m}
, !- Vertex 14 Y-coordinate {m}
, !- Vertex 14 Z-coordinate {m}
, !- Vertex 15 X-coordinate {m}
, !- Vertex 15 Y-coordinate {m}
, !- Vertex 15 Z-coordinate {m}
, !- Vertex 16 X-coordinate {m}
, !- Vertex 16 Y-coordinate {m}
, !- Vertex 16 Z-coordinate {m}
, !- Vertex 17 X-coordinate {m}
, !- Vertex 17 Y-coordinate {m}
, !- Vertex 17 Z-coordinate {m}
, !- Vertex 18 X-coordinate {m}
, !- Vertex 18 Y-coordinate {m}
, !- Vertex 18 Z-coordinate {m}
, !- Vertex 19 X-coordinate {m}
, !- Vertex 19 Y-coordinate {m}
, !- Vertex 19 Z-coordinate {m}
, !- Vertex 20 X-coordinate {m}
, !- Vertex 20 Y-coordinate {m}
; !- Vertex 20 Z-coordinate {m}
BuildingSurface:Detailed,
M-164-MeatCooler_Srf_2, !- Name
Wall, !- Surface Type
Wall_Exterior, !- Construction Name
M-164-MeatCooler Thermal Zone, !- Zone Name
Outdoors, !- Outside Boundary Condition
, !- Outside Boundary Condition Object
SunExposed, !- Sun Exposure
WindExposed, !- Wind Exposure
, !- View Factor to Ground
4, !- Number of Vertices
79.675, !- Vertex 1 X-coordinate {m}
50.963, !- Vertex 1 Y-coordinate {m}
5.715, !- Vertex 1 Z-coordinate {m}
79.675, !- Vertex 2 X-coordinate {m}
50.963, !- Vertex 2 Y-coordinate {m}
2.819, !- Vertex 2 Z-coordinate {m}
79.675, !- Vertex 3 X-coordinate {m}
55.565, !- Vertex 3 Y-coordinate {m}
2.819, !- Vertex 3 Z-coordinate {m}
79.675, !- Vertex 4 X-coordinate {m}
55.565, !- Vertex 4 Y-coordinate {m}
5.715, !- Vertex 4 Z-coordinate {m}
, !- Vertex 5 X-coordinate {m}
, !- Vertex 5 Y-coordinate {m}
, !- Vertex 5 Z-coordinate {m}
, !- Vertex 6 X-coordinate {m}
, !- Vertex 6 Y-coordinate {m}
, !- Vertex 6 Z-coordinate {m}
, !- Vertex 7 X-coordinate {m}
, !- Vertex 7 Y-coordinate {m}
, !- Vertex 7 Z-coordinate {m}
, !- Vertex 8 X-coordinate {m}
, !- Vertex 8 Y-coordinate {m}
, !- Vertex 8 Z-coordinate {m}
, !- Vertex 9 X-coordinate {m}
, !- Vertex 9 Y-coordinate {m}
, !- Vertex 9 Z-coordinate {m}
, !- Vertex 10 X-coordinate {m}
, !- Vertex 10 Y-coordinate {m}
, !- Vertex 10 Z-coordinate {m}
, !- Vertex 11 X-coordinate {m}
, !- Vertex 11 Y-coordinate {m}
, !- Vertex 11 Z-coordinate {m}
, !- Vertex 12 X-coordinate {m}
, !- Vertex 12 Y-coordinate {m}
, !- Vertex 12 Z-coordinate {m}
, !- Vertex 13 X-coordinate {m}
, !- Vertex 13 Y-coordinate {m}
, !- Vertex 13 Z-coordinate {m}
, !- Vertex 14 X-coordinate {m}
, !- Vertex 14 Y-coordinate {m}
, !- Vertex 14 Z-coordinate {m}
, !- Vertex 15 X-coordinate {m}
, !- Vertex 15 Y-coordinate {m}
, !- Vertex 15 Z-coordinate {m}
, !- Vertex 16 X-coordinate {m}
, !- Vertex 16 Y-coordinate {m}
, !- Vertex 16 Z-coordinate {m}
, !- Vertex 17 X-coordinate {m}
, !- Vertex 17 Y-coordinate {m}
, !- Vertex 17 Z-coordinate {m}
, !- Vertex 18 X-coordinate {m}
, !- Vertex 18 Y-coordinate {m}
, !- Vertex 18 Z-coordinate {m}
, !- Vertex 19 X-coordinate {m}
, !- Vertex 19 Y-coordinate {m}
, !- Vertex 19 Z-coordinate {m}
, !- Vertex 20 X-coordinate {m}
, !- Vertex 20 Y-coordinate {m}
; !- Vertex 20 Z-coordinate {m}
BuildingSurface:Detailed,
M-164-MeatCooler_Srf_3, !- Name
Wall, !- Surface Type
Wall_Exterior, !- Construction Name
M-164-MeatCooler Thermal Zone, !- Zone Name
Outdoors, !- Outside Boundary Condition
, !- Outside Boundary Condition Object
SunExposed, !- Sun Exposure
WindExposed, !- Wind Exposure
, !- View Factor to Ground
4, !- Number of Vertices
71.888, !- Vertex 1 X-coordinate {m}
50.963, !- Vertex 1 Y-coordinate {m}
5.715, !- Vertex 1 Z-coordinate {m}
71.888, !- Vertex 2 X-coordinate {m}
50.963, !- Vertex 2 Y-coordinate {m}
2.819, !- Vertex 2 Z-coordinate {m}
79.675, !- Vertex 3 X-coordinate {m}
50.963, !- Vertex 3 Y-coordinate {m}
2.819, !- Vertex 3 Z-coordinate {m}
79.675, !- Vertex 4 X-coordinate {m}
50.963, !- Vertex 4 Y-coordinate {m}
5.715, !- Vertex 4 Z-coordinate {m}
, !- Vertex 5 X-coordinate {m}
, !- Vertex 5 Y-coordinate {m}
, !- Vertex 5 Z-coordinate {m}
, !- Vertex 6 X-coordinate {m}
, !- Vertex 6 Y-coordinate {m}
, !- Vertex 6 Z-coordinate {m}
, !- Vertex 7 X-coordinate {m}
, !- Vertex 7 Y-coordinate {m}
, !- Vertex 7 Z-coordinate {m}
, !- Vertex 8 X-coordinate {m}
, !- Vertex 8 Y-coordinate {m}
, !- Vertex 8 Z-coordinate {m}
, !- Vertex 9 X-coordinate {m}
, !- Vertex 9 Y-coordinate {m}
, !- Vertex 9 Z-coordinate {m}
, !- Vertex 10 X-coordinate {m}
, !- Vertex 10 Y-coordinate {m}
, !- Vertex 10 Z-coordinate {m}
, !- Vertex 11 X-coordinate {m}
, !- Vertex 11 Y-coordinate {m}
, !- Vertex 11 Z-coordinate {m}
, !- Vertex 12 X-coordinate {m}
, !- Vertex 12 Y-coordinate {m}
, !- Vertex 12 Z-coordinate {m}
, !- Vertex 13 X-coordinate {m}
, !- Vertex 13 Y-coordinate {m}
, !- Vertex 13 Z-coordinate {m}
, !- Vertex 14 X-coordinate {m}
, !- Vertex 14 Y-coordinate {m}
, !- Vertex 14 Z-coordinate {m}
, !- Vertex 15 X-coordinate {m}
, !- Vertex 15 Y-coordinate {m}
, !- Vertex 15 Z-coordinate {m}
, !- Vertex 16 X-coordinate {m}
, !- Vertex 16 Y-coordinate {m}
, !- Vertex 16 Z-coordinate {m}
, !- Vertex 17 X-coordinate {m}
, !- Vertex 17 Y-coordinate {m}
, !- Vertex 17 Z-coordinate {m}
, !- Vertex 18 X-coordinate {m}
, !- Vertex 18 Y-coordinate {m}
, !- Vertex 18 Z-coordinate {m}
, !- Vertex 19 X-coordinate {m}
, !- Vertex 19 Y-coordinate {m}
, !- Vertex 19 Z-coordinate {m}
, !- Vertex 20 X-coordinate {m}
, !- Vertex 20 Y-coordinate {m}
; !- Vertex 20 Z-coordinate {m}
BuildingSurface:Detailed,
M-164-MeatCooler_Srf_4, !- Name
Wall, !- Surface Type
Hole, !- Construction Name
M-164-MeatCooler Thermal Zone, !- Zone Name
Surface, !- Outside Boundary Condition
M-BakeryFreezer_Srf_1, !- Outside Boundary Condition Object
NoSun, !- Sun Exposure
NoWind, !- Wind Exposure
, !- View Factor to Ground
4, !- Number of Vertices
71.888, !- Vertex 1 X-coordinate {m}
54.704, !- Vertex 1 Y-coordinate {m}
5.715, !- Vertex 1 Z-coordinate {m}
71.888, !- Vertex 2 X-coordinate {m}
54.704, !- Vertex 2 Y-coordinate {m}
2.819, !- Vertex 2 Z-coordinate {m}
71.888, !- Vertex 3 X-coordinate {m}
50.963, !- Vertex 3 Y-coordinate {m}
2.819, !- Vertex 3 Z-coordinate {m}
71.888, !- Vertex 4 X-coordinate {m}
50.963, !- Vertex 4 Y-coordinate {m}
5.715, !- Vertex 4 Z-coordinate {m}
, !- Vertex 5 X-coordinate {m}
, !- Vertex 5 Y-coordinate {m}
, !- Vertex 5 Z-coordinate {m}
, !- Vertex 6 X-coordinate {m}
, !- Vertex 6 Y-coordinate {m}
, !- Vertex 6 Z-coordinate {m}
, !- Vertex 7 X-coordinate {m}
, !- Vertex 7 Y-coordinate {m}
, !- Vertex 7 Z-coordinate {m}
, !- Vertex 8 X-coordinate {m}
, !- Vertex 8 Y-coordinate {m}
, !- Vertex 8 Z-coordinate {m}
, !- Vertex 9 X-coordinate {m}
, !- Vertex 9 Y-coordinate {m}
, !- Vertex 9 Z-coordinate {m}
, !- Vertex 10 X-coordinate {m}
, !- Vertex 10 Y-coordinate {m}
, !- Vertex 10 Z-coordinate {m}
, !- Vertex 11 X-coordinate {m}
, !- Vertex 11 Y-coordinate {m}
, !- Vertex 11 Z-coordinate {m}
, !- Vertex 12 X-coordinate {m}
, !- Vertex 12 Y-coordinate {m}
, !- Vertex 12 Z-coordinate {m}
, !- Vertex 13 X-coordinate {m}
, !- Vertex 13 Y-coordinate {m}
, !- Vertex 13 Z-coordinate {m}
, !- Vertex 14 X-coordinate {m}
, !- Vertex 14 Y-coordinate {m}
, !- Vertex 14 Z-coordinate {m}
, !- Vertex 15 X-coordinate {m}
, !- Vertex 15 Y-coordinate {m}
, !- Vertex 15 Z-coordinate {m}
, !- Vertex 16 X-coordinate {m}
, !- Vertex 16 Y-coordinate {m}
, !- Vertex 16 Z-coordinate {m}
, !- Vertex 17 X-coordinate {m}
, !- Vertex 17 Y-coordinate {m}
, !- Vertex 17 Z-coordinate {m}
, !- Vertex 18 X-coordinate {m}
, !- Vertex 18 Y-coordinate {m}
, !- Vertex 18 Z-coordinate {m}
, !- Vertex 19 X-coordinate {m}
, !- Vertex 19 Y-coordinate {m}
, !- Vertex 19 Z-coordinate {m}
, !- Vertex 20 X-coordinate {m}
, !- Vertex 20 Y-coordinate {m}
; !- Vertex 20 Z-coordinate {m}
BuildingSurface:Detailed,
M-164-MeatCooler_Srf_5, !- Name
Wall, !- Surface Type
Hole, !- Construction Name
M-164-MeatCooler Thermal Zone, !- Zone Name
Surface, !- Outside Boundary Condition
M-162-PrepRoom_Srf_1, !- Outside Boundary Condition Object
NoSun, !- Sun Exposure
NoWind, !- Wind Exposure
, !- View Factor to Ground
4, !- Number of Vertices
71.888, !- Vertex 1 X-coordinate {m}
55.565, !- Vertex 1 Y-coordinate {m}
5.715, !- Vertex 1 Z-coordinate {m}
71.888, !- Vertex 2 X-coordinate {m}
55.565, !- Vertex 2 Y-coordinate {m}
2.819, !- Vertex 2 Z-coordinate {m}
71.888, !- Vertex 3 X-coordinate {m}
54.704, !- Vertex 3 Y-coordinate {m}
2.819, !- Vertex 3 Z-coordinate {m}
71.888, !- Vertex 4 X-coordinate {m}
54.704, !- Vertex 4 Y-coordinate {m}
5.715, !- Vertex 4 Z-coordinate {m}
, !- Vertex 5 X-coordinate {m}
, !- Vertex 5 Y-coordinate {m}
, !- Vertex 5 Z-coordinate {m}
, !- Vertex 6 X-coordinate {m}
, !- Vertex 6 Y-coordinate {m}
, !- Vertex 6 Z-coordinate {m}
, !- Vertex 7 X-coordinate {m}
, !- Vertex 7 Y-coordinate {m}
, !- Vertex 7 Z-coordinate {m}
, !- Vertex 8 X-coordinate {m}
, !- Vertex 8 Y-coordinate {m}
, !- Vertex 8 Z-coordinate {m}
, !- Vertex 9 X-coordinate {m}
, !- Vertex 9 Y-coordinate {m}
, !- Vertex 9 Z-coordinate {m}
, !- Vertex 10 X-coordinate {m}
, !- Vertex 10 Y-coordinate {m}
, !- Vertex 10 Z-coordinate {m}
, !- Vertex 11 X-coordinate {m}
, !- Vertex 11 Y-coordinate {m}
, !- Vertex 11 Z-coordinate {m}
, !- Vertex 12 X-coordinate {m}
, !- Vertex 12 Y-coordinate {m}
, !- Vertex 12 Z-coordinate {m}
, !- Vertex 13 X-coordinate {m}
, !- Vertex 13 Y-coordinate {m}
, !- Vertex 13 Z-coordinate {m}
, !- Vertex 14 X-coordinate {m}
, !- Vertex 14 Y-coordinate {m}
, !- Vertex 14 Z-coordinate {m}
, !- Vertex 15 X-coordinate {m}
, !- Vertex 15 Y-coordinate {m}
, !- Vertex 15 Z-coordinate {m}
, !- Vertex 16 X-coordinate {m}
, !- Vertex 16 Y-coordinate {m}
, !- Vertex 16 Z-coordinate {m}
, !- Vertex 17 X-coordinate {m}
, !- Vertex 17 Y-coordinate {m}
, !- Vertex 17 Z-coordinate {m}
, !- Vertex 18 X-coordinate {m}
, !- Vertex 18 Y-coordinate {m}
, !- Vertex 18 Z-coordinate {m}
, !- Vertex 19 X-coordinate {m}
, !- Vertex 19 Y-coordinate {m}
, !- Vertex 19 Z-coordinate {m}
, !- Vertex 20 X-coordinate {m}
, !- Vertex 20 Y-coordinate {m}
; !- Vertex 20 Z-coordinate {m}
BuildingSurface:Detailed,
M-164-MeatCooler_Srf_6, !- Name
Wall, !- Surface Type
Hole, !- Construction Name
M-164-MeatCooler Thermal Zone, !- Zone Name
Surface, !- Outside Boundary Condition
M-163-MeatPrep_Srf_7, !- Outside Boundary Condition Object
NoSun, !- Sun Exposure
NoWind, !- Wind Exposure
, !- View Factor to Ground
4, !- Number of Vertices
78.231, !- Vertex 1 X-coordinate {m}
55.565, !- Vertex 1 Y-coordinate {m}
5.715, !- Vertex 1 Z-coordinate {m}
78.231, !- Vertex 2 X-coordinate {m}
55.565, !- Vertex 2 Y-coordinate {m}
2.819, !- Vertex 2 Z-coordinate {m}
71.888, !- Vertex 3 X-coordinate {m}
55.565, !- Vertex 3 Y-coordinate {m}
2.819, !- Vertex 3 Z-coordinate {m}
71.888, !- Vertex 4 X-coordinate {m}
55.565, !- Vertex 4 Y-coordinate {m}
5.715, !- Vertex 4 Z-coordinate {m}
, !- Vertex 5 X-coordinate {m}
, !- Vertex 5 Y-coordinate {m}
, !- Vertex 5 Z-coordinate {m}
, !- Vertex 6 X-coordinate {m}
, !- Vertex 6 Y-coordinate {m}
, !- Vertex 6 Z-coordinate {m}
, !- Vertex 7 X-coordinate {m}
, !- Vertex 7 Y-coordinate {m}
, !- Vertex 7 Z-coordinate {m}
, !- Vertex 8 X-coordinate {m}
, !- Vertex 8 Y-coordinate {m}
, !- Vertex 8 Z-coordinate {m}
, !- Vertex 9 X-coordinate {m}
, !- Vertex 9 Y-coordinate {m}
, !- Vertex 9 Z-coordinate {m}
, !- Vertex 10 X-coordinate {m}
, !- Vertex 10 Y-coordinate {m}
, !- Vertex 10 Z-coordinate {m}
, !- Vertex 11 X-coordinate {m}
, !- Vertex 11 Y-coordinate {m}
, !- Vertex 11 Z-coordinate {m}
, !- Vertex 12 X-coordinate {m}
, !- Vertex 12 Y-coordinate {m}
, !- Vertex 12 Z-coordinate {m}
, !- Vertex 13 X-coordinate {m}
, !- Vertex 13 Y-coordinate {m}
, !- Vertex 13 Z-coordinate {m}
, !- Vertex 14 X-coordinate {m}
, !- Vertex 14 Y-coordinate {m}
, !- Vertex 14 Z-coordinate {m}
, !- Vertex 15 X-coordinate {m}
, !- Vertex 15 Y-coordinate {m}
, !- Vertex 15 Z-coordinate {m}
, !- Vertex 16 X-coordinate {m}
, !- Vertex 16 Y-coordinate {m}
, !- Vertex 16 Z-coordinate {m}
, !- Vertex 17 X-coordinate {m}
, !- Vertex 17 Y-coordinate {m}
, !- Vertex 17 Z-coordinate {m}
, !- Vertex 18 X-coordinate {m}
, !- Vertex 18 Y-coordinate {m}
, !- Vertex 18 Z-coordinate {m}
, !- Vertex 19 X-coordinate {m}
, !- Vertex 19 Y-coordinate {m}
, !- Vertex 19 Z-coordinate {m}
, !- Vertex 20 X-coordinate {m}
, !- Vertex 20 Y-coordinate {m}
; !- Vertex 20 Z-coordinate {m}
BuildingSurface:Detailed,
M-164-MeatCooler_Srf_7, !- Name
Roof, !- Surface Type
Roof_BOH, !- Construction Name
M-164-MeatCooler Thermal Zone, !- Zone Name
Outdoors, !- Outside Boundary Condition
, !- Outside Boundary Condition Object
SunExposed, !- Sun Exposure
WindExposed, !- Wind Exposure
, !- View Factor to Ground
4, !- Number of Vertices
71.888, !- Vertex 1 X-coordinate {m}
55.565, !- Vertex 1 Y-coordinate {m}
5.715, !- Vertex 1 Z-coordinate {m}
71.888, !- Vertex 2 X-coordinate {m}
50.963, !- Vertex 2 Y-coordinate {m}
5.715, !- Vertex 2 Z-coordinate {m}
79.675, !- Vertex 3 X-coordinate {m}
50.963, !- Vertex 3 Y-coordinate {m}
5.715, !- Vertex 3 Z-coordinate {m}
79.675, !- Vertex 4 X-coordinate {m}
55.565, !- Vertex 4 Y-coordinate {m}
5.715, !- Vertex 4 Z-coordinate {m}
, !- Vertex 5 X-coordinate {m}
, !- Vertex 5 Y-coordinate {m}
, !- Vertex 5 Z-coordinate {m}
, !- Vertex 6 X-coordinate {m}
, !- Vertex 6 Y-coordinate {m}
, !- Vertex 6 Z-coordinate {m}
, !- Vertex 7 X-coordinate {m}
, !- Vertex 7 Y-coordinate {m}
, !- Vertex 7 Z-coordinate {m}
, !- Vertex 8 X-coordinate {m}
, !- Vertex 8 Y-coordinate {m}
, !- Vertex 8 Z-coordinate {m}
, !- Vertex 9 X-coordinate {m}
, !- Vertex 9 Y-coordinate {m}
, !- Vertex 9 Z-coordinate {m}
, !- Vertex 10 X-coordinate {m}
, !- Vertex 10 Y-coordinate {m}
, !- Vertex 10 Z-coordinate {m}
, !- Vertex 11 X-coordinate {m}
, !- Vertex 11 Y-coordinate {m}
, !- Vertex 11 Z-coordinate {m}
, !- Vertex 12 X-coordinate {m}
, !- Vertex 12 Y-coordinate {m}
, !- Vertex 12 Z-coordinate {m}
, !- Vertex 13 X-coordinate {m}
, !- Vertex 13 Y-coordinate {m}
, !- Vertex 13 Z-coordinate {m}
, !- Vertex 14 X-coordinate {m}
, !- Vertex 14 Y-coordinate {m}
, !- Vertex 14 Z-coordinate {m}
, !- Vertex 15 X-coordinate {m}
, !- Vertex 15 Y-coordinate {m}
, !- Vertex 15 Z-coordinate {m}
, !- Vertex 16 X-coordinate {m}
, !- Vertex 16 Y-coordinate {m}
, !- Vertex 16 Z-coordinate {m}
, !- Vertex 17 X-coordinate {m}
, !- Vertex 17 Y-coordinate {m}
, !- Vertex 17 Z-coordinate {m}
, !- Vertex 18 X-coordinate {m}
, !- Vertex 18 Y-coordinate {m}
, !- Vertex 18 Z-coordinate {m}
, !- Vertex 19 X-coordinate {m}
, !- Vertex 19 Y-coordinate {m}
, !- Vertex 19 Z-coordinate {m}
, !- Vertex 20 X-coordinate {m}
, !- Vertex 20 Y-coordinate {m}
; !- Vertex 20 Z-coordinate {m}
BuildingSurface:Detailed,
M-201-ExgStorage_Srf_0, !- Name
Floor, !- Surface Type
Hole, !- Construction Name
M-201-ExgStorage Thermal Zone, !- Zone Name
outdoors, !- Outside Boundary Condition
, !- Outside Boundary Condition Object
SunExposed, !- Sun Exposure
WindExposed, !- Wind Exposure
, !- View Factor to Ground
13, !- Number of Vertices
72.667, !- Vertex 1 X-coordinate {m}
61.783, !- Vertex 1 Y-coordinate {m}
2.819, !- Vertex 1 Z-coordinate {m}
66.751, !- Vertex 2 X-coordinate {m}
55.9, !- Vertex 2 Y-coordinate {m}
2.819, !- Vertex 2 Z-coordinate {m}
66.751, !- Vertex 3 X-coordinate {m}
54.437, !- Vertex 3 Y-coordinate {m}
2.819, !- Vertex 3 Z-coordinate {m}
42.552, !- Vertex 4 X-coordinate {m}
54.437, !- Vertex 4 Y-coordinate {m}
2.819, !- Vertex 4 Z-coordinate {m}
42.552, !- Vertex 5 X-coordinate {m}
50.963, !- Vertex 5 Y-coordinate {m}
2.819, !- Vertex 5 Z-coordinate {m}
41.118, !- Vertex 6 X-coordinate {m}
50.963, !- Vertex 6 Y-coordinate {m}
2.819, !- Vertex 6 Z-coordinate {m}
41.118, !- Vertex 7 X-coordinate {m}
55.077, !- Vertex 7 Y-coordinate {m}
2.819, !- Vertex 7 Z-coordinate {m}
38.222, !- Vertex 8 X-coordinate {m}
55.077, !- Vertex 8 Y-coordinate {m}
2.819, !- Vertex 8 Z-coordinate {m}
38.222, !- Vertex 9 X-coordinate {m}
61.783, !- Vertex 9 Y-coordinate {m}
2.819, !- Vertex 9 Z-coordinate {m}
46.651, !- Vertex 10 X-coordinate {m}
61.783, !- Vertex 10 Y-coordinate {m}
2.819, !- Vertex 10 Z-coordinate {m}
46.651, !- Vertex 11 X-coordinate {m}
58.095, !- Vertex 11 Y-coordinate {m}
2.819, !- Vertex 11 Z-coordinate {m}
50.079, !- Vertex 12 X-coordinate {m}
58.095, !- Vertex 12 Y-coordinate {m}
2.819, !- Vertex 12 Z-coordinate {m}
50.079, !- Vertex 13 X-coordinate {m}
61.783, !- Vertex 13 Y-coordinate {m}
2.819, !- Vertex 13 Z-coordinate {m}
, !- Vertex 14 X-coordinate {m}
, !- Vertex 14 Y-coordinate {m}
, !- Vertex 14 Z-coordinate {m}
, !- Vertex 15 X-coordinate {m}
, !- Vertex 15 Y-coordinate {m}
, !- Vertex 15 Z-coordinate {m}
, !- Vertex 16 X-coordinate {m}
, !- Vertex 16 Y-coordinate {m}
, !- Vertex 16 Z-coordinate {m}
, !- Vertex 17 X-coordinate {m}
, !- Vertex 17 Y-coordinate {m}
, !- Vertex 17 Z-coordinate {m}
, !- Vertex 18 X-coordinate {m}
, !- Vertex 18 Y-coordinate {m}
, !- Vertex 18 Z-coordinate {m}
, !- Vertex 19 X-coordinate {m}
, !- Vertex 19 Y-coordinate {m}
, !- Vertex 19 Z-coordinate {m}
, !- Vertex 20 X-coordinate {m}
, !- Vertex 20 Y-coordinate {m}
; !- Vertex 20 Z-coordinate {m}
BuildingSurface:Detailed,
M-201-ExgStorage_Srf_1, !- Name
Wall, !- Surface Type
Hole, !- Construction Name
M-201-ExgStorage Thermal Zone, !- Zone Name
Surface, !- Outside Boundary Condition
M-152-MDF_Srf_4, !- Outside Boundary Condition Object
NoSun, !- Sun Exposure
NoWind, !- Wind Exposure
, !- View Factor to Ground
4, !- Number of Vertices
46.651, !- Vertex 1 X-coordinate {m}
58.095, !- Vertex 1 Y-coordinate {m}
5.715, !- Vertex 1 Z-coordinate {m}
46.651, !- Vertex 2 X-coordinate {m}
58.095, !- Vertex 2 Y-coordinate {m}
2.819, !- Vertex 2 Z-coordinate {m}
46.651, !- Vertex 3 X-coordinate {m}
61.783, !- Vertex 3 Y-coordinate {m}
2.819, !- Vertex 3 Z-coordinate {m}
46.651, !- Vertex 4 X-coordinate {m}
61.783, !- Vertex 4 Y-coordinate {m}
5.715, !- Vertex 4 Z-coordinate {m}
, !- Vertex 5 X-coordinate {m}
, !- Vertex 5 Y-coordinate {m}
, !- Vertex 5 Z-coordinate {m}
, !- Vertex 6 X-coordinate {m}
, !- Vertex 6 Y-coordinate {m}
, !- Vertex 6 Z-coordinate {m}
, !- Vertex 7 X-coordinate {m}
, !- Vertex 7 Y-coordinate {m}
, !- Vertex 7 Z-coordinate {m}
, !- Vertex 8 X-coordinate {m}
, !- Vertex 8 Y-coordinate {m}
, !- Vertex 8 Z-coordinate {m}
, !- Vertex 9 X-coordinate {m}
, !- Vertex 9 Y-coordinate {m}
, !- Vertex 9 Z-coordinate {m}
, !- Vertex 10 X-coordinate {m}
, !- Vertex 10 Y-coordinate {m}
, !- Vertex 10 Z-coordinate {m}
, !- Vertex 11 X-coordinate {m}
, !- Vertex 11 Y-coordinate {m}
, !- Vertex 11 Z-coordinate {m}
, !- Vertex 12 X-coordinate {m}
, !- Vertex 12 Y-coordinate {m}
, !- Vertex 12 Z-coordinate {m}
, !- Vertex 13 X-coordinate {m}
, !- Vertex 13 Y-coordinate {m}
, !- Vertex 13 Z-coordinate {m}
, !- Vertex 14 X-coordinate {m}
, !- Vertex 14 Y-coordinate {m}
, !- Vertex 14 Z-coordinate {m}
, !- Vertex 15 X-coordinate {m}
, !- Vertex 15 Y-coordinate {m}
, !- Vertex 15 Z-coordinate {m}
, !- Vertex 16 X-coordinate {m}
, !- Vertex 16 Y-coordinate {m}
, !- Vertex 16 Z-coordinate {m}
, !- Vertex 17 X-coordinate {m}
, !- Vertex 17 Y-coordinate {m}
, !- Vertex 17 Z-coordinate {m}
, !- Vertex 18 X-coordinate {m}
, !- Vertex 18 Y-coordinate {m}
, !- Vertex 18 Z-coordinate {m}
, !- Vertex 19 X-coordinate {m}
, !- Vertex 19 Y-coordinate {m}
, !- Vertex 19 Z-coordinate {m}
, !- Vertex 20 X-coordinate {m}
, !- Vertex 20 Y-coordinate {m}
; !- Vertex 20 Z-coordinate {m}
BuildingSurface:Detailed,
M-201-ExgStorage_Srf_10, !- Name
Wall, !- Surface Type
Hole, !- Construction Name
M-201-ExgStorage Thermal Zone, !- Zone Name
Surface, !- Outside Boundary Condition
M-157-ExgOffice_Srf_4, !- Outside Boundary Condition Object
NoSun, !- Sun Exposure
NoWind, !- Wind Exposure
, !- View Factor to Ground
4, !- Number of Vertices
54.481, !- Vertex 1 X-coordinate {m}
54.437, !- Vertex 1 Y-coordinate {m}
5.715, !- Vertex 1 Z-coordinate {m}
54.481, !- Vertex 2 X-coordinate {m}
54.437, !- Vertex 2 Y-coordinate {m}
2.819, !- Vertex 2 Z-coordinate {m}
58.47, !- Vertex 3 X-coordinate {m}
54.437, !- Vertex 3 Y-coordinate {m}
2.819, !- Vertex 3 Z-coordinate {m}
58.47, !- Vertex 4 X-coordinate {m}
54.437, !- Vertex 4 Y-coordinate {m}
5.715, !- Vertex 4 Z-coordinate {m}
, !- Vertex 5 X-coordinate {m}
, !- Vertex 5 Y-coordinate {m}
, !- Vertex 5 Z-coordinate {m}
, !- Vertex 6 X-coordinate {m}
, !- Vertex 6 Y-coordinate {m}
, !- Vertex 6 Z-coordinate {m}
, !- Vertex 7 X-coordinate {m}
, !- Vertex 7 Y-coordinate {m}
, !- Vertex 7 Z-coordinate {m}
, !- Vertex 8 X-coordinate {m}
, !- Vertex 8 Y-coordinate {m}
, !- Vertex 8 Z-coordinate {m}
, !- Vertex 9 X-coordinate {m}
, !- Vertex 9 Y-coordinate {m}
, !- Vertex 9 Z-coordinate {m}
, !- Vertex 10 X-coordinate {m}
, !- Vertex 10 Y-coordinate {m}
, !- Vertex 10 Z-coordinate {m}
, !- Vertex 11 X-coordinate {m}
, !- Vertex 11 Y-coordinate {m}
, !- Vertex 11 Z-coordinate {m}
, !- Vertex 12 X-coordinate {m}
, !- Vertex 12 Y-coordinate {m}
, !- Vertex 12 Z-coordinate {m}
, !- Vertex 13 X-coordinate {m}
, !- Vertex 13 Y-coordinate {m}
, !- Vertex 13 Z-coordinate {m}
, !- Vertex 14 X-coordinate {m}
, !- Vertex 14 Y-coordinate {m}
, !- Vertex 14 Z-coordinate {m}
, !- Vertex 15 X-coordinate {m}
, !- Vertex 15 Y-coordinate {m}
, !- Vertex 15 Z-coordinate {m}
, !- Vertex 16 X-coordinate {m}
, !- Vertex 16 Y-coordinate {m}
, !- Vertex 16 Z-coordinate {m}
, !- Vertex 17 X-coordinate {m}
, !- Vertex 17 Y-coordinate {m}
, !- Vertex 17 Z-coordinate {m}
, !- Vertex 18 X-coordinate {m}
, !- Vertex 18 Y-coordinate {m}
, !- Vertex 18 Z-coordinate {m}
, !- Vertex 19 X-coordinate {m}
, !- Vertex 19 Y-coordinate {m}
, !- Vertex 19 Z-coordinate {m}
, !- Vertex 20 X-coordinate {m}
, !- Vertex 20 Y-coordinate {m}
; !- Vertex 20 Z-coordinate {m}
BuildingSurface:Detailed,
M-201-ExgStorage_Srf_11, !- Name
Wall, !- Surface Type
Hole, !- Construction Name
M-201-ExgStorage Thermal Zone, !- Zone Name
Surface, !- Outside Boundary Condition
M-156-StlOffice_Srf_4, !- Outside Boundary Condition Object
NoSun, !- Sun Exposure
NoWind, !- Wind Exposure
, !- View Factor to Ground
4, !- Number of Vertices
49.468, !- Vertex 1 X-coordinate {m}
54.437, !- Vertex 1 Y-coordinate {m}
5.715, !- Vertex 1 Z-coordinate {m}
49.468, !- Vertex 2 X-coordinate {m}
54.437, !- Vertex 2 Y-coordinate {m}
2.819, !- Vertex 2 Z-coordinate {m}
54.481, !- Vertex 3 X-coordinate {m}
54.437, !- Vertex 3 Y-coordinate {m}
2.819, !- Vertex 3 Z-coordinate {m}
54.481, !- Vertex 4 X-coordinate {m}
54.437, !- Vertex 4 Y-coordinate {m}
5.715, !- Vertex 4 Z-coordinate {m}
, !- Vertex 5 X-coordinate {m}
, !- Vertex 5 Y-coordinate {m}
, !- Vertex 5 Z-coordinate {m}
, !- Vertex 6 X-coordinate {m}
, !- Vertex 6 Y-coordinate {m}
, !- Vertex 6 Z-coordinate {m}
, !- Vertex 7 X-coordinate {m}
, !- Vertex 7 Y-coordinate {m}
, !- Vertex 7 Z-coordinate {m}
, !- Vertex 8 X-coordinate {m}
, !- Vertex 8 Y-coordinate {m}
, !- Vertex 8 Z-coordinate {m}
, !- Vertex 9 X-coordinate {m}
, !- Vertex 9 Y-coordinate {m}
, !- Vertex 9 Z-coordinate {m}
, !- Vertex 10 X-coordinate {m}
, !- Vertex 10 Y-coordinate {m}
, !- Vertex 10 Z-coordinate {m}
, !- Vertex 11 X-coordinate {m}
, !- Vertex 11 Y-coordinate {m}
, !- Vertex 11 Z-coordinate {m}
, !- Vertex 12 X-coordinate {m}
, !- Vertex 12 Y-coordinate {m}
, !- Vertex 12 Z-coordinate {m}
, !- Vertex 13 X-coordinate {m}
, !- Vertex 13 Y-coordinate {m}
, !- Vertex 13 Z-coordinate {m}
, !- Vertex 14 X-coordinate {m}
, !- Vertex 14 Y-coordinate {m}
, !- Vertex 14 Z-coordinate {m}
, !- Vertex 15 X-coordinate {m}
, !- Vertex 15 Y-coordinate {m}
, !- Vertex 15 Z-coordinate {m}
, !- Vertex 16 X-coordinate {m}
, !- Vertex 16 Y-coordinate {m}
, !- Vertex 16 Z-coordinate {m}
, !- Vertex 17 X-coordinate {m}
, !- Vertex 17 Y-coordinate {m}
, !- Vertex 17 Z-coordinate {m}
, !- Vertex 18 X-coordinate {m}
, !- Vertex 18 Y-coordinate {m}
, !- Vertex 18 Z-coordinate {m}
, !- Vertex 19 X-coordinate {m}
, !- Vertex 19 Y-coordinate {m}
, !- Vertex 19 Z-coordinate {m}
, !- Vertex 20 X-coordinate {m}
, !- Vertex 20 Y-coordinate {m}
; !- Vertex 20 Z-coordinate {m}
BuildingSurface:Detailed,
M-201-ExgStorage_Srf_12, !- Name
Wall, !- Surface Type
Hole, !- Construction Name
M-201-ExgStorage Thermal Zone, !- Zone Name
Surface, !- Outside Boundary Condition
M-155-ExgOffice_Srf_4, !- Outside Boundary Condition Object
NoSun, !- Sun Exposure
NoWind, !- Wind Exposure
, !- View Factor to Ground
4, !- Number of Vertices
47.163, !- Vertex 1 X-coordinate {m}
54.437, !- Vertex 1 Y-coordinate {m}
5.715, !- Vertex 1 Z-coordinate {m}
47.163, !- Vertex 2 X-coordinate {m}
54.437, !- Vertex 2 Y-coordinate {m}
2.819, !- Vertex 2 Z-coordinate {m}
49.468, !- Vertex 3 X-coordinate {m}
54.437, !- Vertex 3 Y-coordinate {m}
2.819, !- Vertex 3 Z-coordinate {m}
49.468, !- Vertex 4 X-coordinate {m}
54.437, !- Vertex 4 Y-coordinate {m}
5.715, !- Vertex 4 Z-coordinate {m}
, !- Vertex 5 X-coordinate {m}
, !- Vertex 5 Y-coordinate {m}
, !- Vertex 5 Z-coordinate {m}
, !- Vertex 6 X-coordinate {m}
, !- Vertex 6 Y-coordinate {m}
, !- Vertex 6 Z-coordinate {m}
, !- Vertex 7 X-coordinate {m}
, !- Vertex 7 Y-coordinate {m}
, !- Vertex 7 Z-coordinate {m}
, !- Vertex 8 X-coordinate {m}
, !- Vertex 8 Y-coordinate {m}
, !- Vertex 8 Z-coordinate {m}
, !- Vertex 9 X-coordinate {m}
, !- Vertex 9 Y-coordinate {m}
, !- Vertex 9 Z-coordinate {m}
, !- Vertex 10 X-coordinate {m}
, !- Vertex 10 Y-coordinate {m}
, !- Vertex 10 Z-coordinate {m}
, !- Vertex 11 X-coordinate {m}
, !- Vertex 11 Y-coordinate {m}
, !- Vertex 11 Z-coordinate {m}
, !- Vertex 12 X-coordinate {m}
, !- Vertex 12 Y-coordinate {m}
, !- Vertex 12 Z-coordinate {m}
, !- Vertex 13 X-coordinate {m}
, !- Vertex 13 Y-coordinate {m}
, !- Vertex 13 Z-coordinate {m}
, !- Vertex 14 X-coordinate {m}
, !- Vertex 14 Y-coordinate {m}
, !- Vertex 14 Z-coordinate {m}
, !- Vertex 15 X-coordinate {m}
, !- Vertex 15 Y-coordinate {m}
, !- Vertex 15 Z-coordinate {m}
, !- Vertex 16 X-coordinate {m}
, !- Vertex 16 Y-coordinate {m}
, !- Vertex 16 Z-coordinate {m}
, !- Vertex 17 X-coordinate {m}
, !- Vertex 17 Y-coordinate {m}
, !- Vertex 17 Z-coordinate {m}
, !- Vertex 18 X-coordinate {m}
, !- Vertex 18 Y-coordinate {m}
, !- Vertex 18 Z-coordinate {m}
, !- Vertex 19 X-coordinate {m}
, !- Vertex 19 Y-coordinate {m}
, !- Vertex 19 Z-coordinate {m}
, !- Vertex 20 X-coordinate {m}
, !- Vertex 20 Y-coordinate {m}
; !- Vertex 20 Z-coordinate {m}
BuildingSurface:Detailed,
M-201-ExgStorage_Srf_13, !- Name
Wall, !- Surface Type
Hole, !- Construction Name
M-201-ExgStorage Thermal Zone, !- Zone Name
Surface, !- Outside Boundary Condition
M-154-ExgOffice_Srf_4, !- Outside Boundary Condition Object
NoSun, !- Sun Exposure
NoWind, !- Wind Exposure
, !- View Factor to Ground
4, !- Number of Vertices
45.041, !- Vertex 1 X-coordinate {m}
54.437, !- Vertex 1 Y-coordinate {m}
5.715, !- Vertex 1 Z-coordinate {m}
45.041, !- Vertex 2 X-coordinate {m}
54.437, !- Vertex 2 Y-coordinate {m}
2.819, !- Vertex 2 Z-coordinate {m}
47.163, !- Vertex 3 X-coordinate {m}
54.437, !- Vertex 3 Y-coordinate {m}
2.819, !- Vertex 3 Z-coordinate {m}
47.163, !- Vertex 4 X-coordinate {m}
54.437, !- Vertex 4 Y-coordinate {m}
5.715, !- Vertex 4 Z-coordinate {m}
, !- Vertex 5 X-coordinate {m}
, !- Vertex 5 Y-coordinate {m}
, !- Vertex 5 Z-coordinate {m}
, !- Vertex 6 X-coordinate {m}
, !- Vertex 6 Y-coordinate {m}
, !- Vertex 6 Z-coordinate {m}
, !- Vertex 7 X-coordinate {m}
, !- Vertex 7 Y-coordinate {m}
, !- Vertex 7 Z-coordinate {m}
, !- Vertex 8 X-coordinate {m}
, !- Vertex 8 Y-coordinate {m}
, !- Vertex 8 Z-coordinate {m}
, !- Vertex 9 X-coordinate {m}
, !- Vertex 9 Y-coordinate {m}
, !- Vertex 9 Z-coordinate {m}
, !- Vertex 10 X-coordinate {m}
, !- Vertex 10 Y-coordinate {m}
, !- Vertex 10 Z-coordinate {m}
, !- Vertex 11 X-coordinate {m}
, !- Vertex 11 Y-coordinate {m}
, !- Vertex 11 Z-coordinate {m}
, !- Vertex 12 X-coordinate {m}
, !- Vertex 12 Y-coordinate {m}
, !- Vertex 12 Z-coordinate {m}
, !- Vertex 13 X-coordinate {m}
, !- Vertex 13 Y-coordinate {m}
, !- Vertex 13 Z-coordinate {m}
, !- Vertex 14 X-coordinate {m}
, !- Vertex 14 Y-coordinate {m}
, !- Vertex 14 Z-coordinate {m}
, !- Vertex 15 X-coordinate {m}
, !- Vertex 15 Y-coordinate {m}
, !- Vertex 15 Z-coordinate {m}
, !- Vertex 16 X-coordinate {m}
, !- Vertex 16 Y-coordinate {m}
, !- Vertex 16 Z-coordinate {m}
, !- Vertex 17 X-coordinate {m}
, !- Vertex 17 Y-coordinate {m}
, !- Vertex 17 Z-coordinate {m}
, !- Vertex 18 X-coordinate {m}
, !- Vertex 18 Y-coordinate {m}
, !- Vertex 18 Z-coordinate {m}
, !- Vertex 19 X-coordinate {m}
, !- Vertex 19 Y-coordinate {m}
, !- Vertex 19 Z-coordinate {m}
, !- Vertex 20 X-coordinate {m}
, !- Vertex 20 Y-coordinate {m}
; !- Vertex 20 Z-coordinate {m}
BuildingSurface:Detailed,
M-201-ExgStorage_Srf_14, !- Name
Wall, !- Surface Type
Hole, !- Construction Name
M-201-ExgStorage Thermal Zone, !- Zone Name
Surface, !- Outside Boundary Condition
M-153-CashRoom_Srf_2, !- Outside Boundary Condition Object
NoSun, !- Sun Exposure
NoWind, !- Wind Exposure
, !- View Factor to Ground
4, !- Number of Vertices
42.552, !- Vertex 1 X-coordinate {m}
54.437, !- Vertex 1 Y-coordinate {m}
5.715, !- Vertex 1 Z-coordinate {m}
42.552, !- Vertex 2 X-coordinate {m}
54.437, !- Vertex 2 Y-coordinate {m}
2.819, !- Vertex 2 Z-coordinate {m}
45.041, !- Vertex 3 X-coordinate {m}
54.437, !- Vertex 3 Y-coordinate {m}
2.819, !- Vertex 3 Z-coordinate {m}
45.041, !- Vertex 4 X-coordinate {m}
54.437, !- Vertex 4 Y-coordinate {m}
5.715, !- Vertex 4 Z-coordinate {m}
, !- Vertex 5 X-coordinate {m}
, !- Vertex 5 Y-coordinate {m}
, !- Vertex 5 Z-coordinate {m}
, !- Vertex 6 X-coordinate {m}
, !- Vertex 6 Y-coordinate {m}
, !- Vertex 6 Z-coordinate {m}
, !- Vertex 7 X-coordinate {m}
, !- Vertex 7 Y-coordinate {m}
, !- Vertex 7 Z-coordinate {m}
, !- Vertex 8 X-coordinate {m}
, !- Vertex 8 Y-coordinate {m}
, !- Vertex 8 Z-coordinate {m}
, !- Vertex 9 X-coordinate {m}
, !- Vertex 9 Y-coordinate {m}
, !- Vertex 9 Z-coordinate {m}
, !- Vertex 10 X-coordinate {m}
, !- Vertex 10 Y-coordinate {m}
, !- Vertex 10 Z-coordinate {m}
, !- Vertex 11 X-coordinate {m}
, !- Vertex 11 Y-coordinate {m}
, !- Vertex 11 Z-coordinate {m}
, !- Vertex 12 X-coordinate {m}
, !- Vertex 12 Y-coordinate {m}
, !- Vertex 12 Z-coordinate {m}
, !- Vertex 13 X-coordinate {m}
, !- Vertex 13 Y-coordinate {m}
, !- Vertex 13 Z-coordinate {m}
, !- Vertex 14 X-coordinate {m}
, !- Vertex 14 Y-coordinate {m}
, !- Vertex 14 Z-coordinate {m}
, !- Vertex 15 X-coordinate {m}
, !- Vertex 15 Y-coordinate {m}
, !- Vertex 15 Z-coordinate {m}
, !- Vertex 16 X-coordinate {m}
, !- Vertex 16 Y-coordinate {m}
, !- Vertex 16 Z-coordinate {m}
, !- Vertex 17 X-coordinate {m}
, !- Vertex 17 Y-coordinate {m}
, !- Vertex 17 Z-coordinate {m}
, !- Vertex 18 X-coordinate {m}
, !- Vertex 18 Y-coordinate {m}
, !- Vertex 18 Z-coordinate {m}
, !- Vertex 19 X-coordinate {m}
, !- Vertex 19 Y-coordinate {m}
, !- Vertex 19 Z-coordinate {m}
, !- Vertex 20 X-coordinate {m}
, !- Vertex 20 Y-coordinate {m}
; !- Vertex 20 Z-coordinate {m}
BuildingSurface:Detailed,
M-201-ExgStorage_Srf_15, !- Name
Wall, !- Surface Type
Hole, !- Construction Name
M-201-ExgStorage Thermal Zone, !- Zone Name
Surface, !- Outside Boundary Condition
M-153-CashRoom_Srf_1, !- Outside Boundary Condition Object
NoSun, !- Sun Exposure
NoWind, !- Wind Exposure
, !- View Factor to Ground
4, !- Number of Vertices
42.552, !- Vertex 1 X-coordinate {m}
50.963, !- Vertex 1 Y-coordinate {m}
5.715, !- Vertex 1 Z-coordinate {m}
42.552, !- Vertex 2 X-coordinate {m}
50.963, !- Vertex 2 Y-coordinate {m}
2.819, !- Vertex 2 Z-coordinate {m}
42.552, !- Vertex 3 X-coordinate {m}
54.437, !- Vertex 3 Y-coordinate {m}
2.819, !- Vertex 3 Z-coordinate {m}
42.552, !- Vertex 4 X-coordinate {m}
54.437, !- Vertex 4 Y-coordinate {m}
5.715, !- Vertex 4 Z-coordinate {m}
, !- Vertex 5 X-coordinate {m}
, !- Vertex 5 Y-coordinate {m}
, !- Vertex 5 Z-coordinate {m}
, !- Vertex 6 X-coordinate {m}
, !- Vertex 6 Y-coordinate {m}
, !- Vertex 6 Z-coordinate {m}
, !- Vertex 7 X-coordinate {m}
, !- Vertex 7 Y-coordinate {m}
, !- Vertex 7 Z-coordinate {m}
, !- Vertex 8 X-coordinate {m}
, !- Vertex 8 Y-coordinate {m}
, !- Vertex 8 Z-coordinate {m}
, !- Vertex 9 X-coordinate {m}
, !- Vertex 9 Y-coordinate {m}
, !- Vertex 9 Z-coordinate {m}
, !- Vertex 10 X-coordinate {m}
, !- Vertex 10 Y-coordinate {m}
, !- Vertex 10 Z-coordinate {m}
, !- Vertex 11 X-coordinate {m}
, !- Vertex 11 Y-coordinate {m}
, !- Vertex 11 Z-coordinate {m}
, !- Vertex 12 X-coordinate {m}
, !- Vertex 12 Y-coordinate {m}
, !- Vertex 12 Z-coordinate {m}
, !- Vertex 13 X-coordinate {m}
, !- Vertex 13 Y-coordinate {m}
, !- Vertex 13 Z-coordinate {m}
, !- Vertex 14 X-coordinate {m}
, !- Vertex 14 Y-coordinate {m}
, !- Vertex 14 Z-coordinate {m}
, !- Vertex 15 X-coordinate {m}
, !- Vertex 15 Y-coordinate {m}
, !- Vertex 15 Z-coordinate {m}
, !- Vertex 16 X-coordinate {m}
, !- Vertex 16 Y-coordinate {m}
, !- Vertex 16 Z-coordinate {m}
, !- Vertex 17 X-coordinate {m}
, !- Vertex 17 Y-coordinate {m}
, !- Vertex 17 Z-coordinate {m}
, !- Vertex 18 X-coordinate {m}
, !- Vertex 18 Y-coordinate {m}
, !- Vertex 18 Z-coordinate {m}
, !- Vertex 19 X-coordinate {m}
, !- Vertex 19 Y-coordinate {m}
, !- Vertex 19 Z-coordinate {m}
, !- Vertex 20 X-coordinate {m}
, !- Vertex 20 Y-coordinate {m}
; !- Vertex 20 Z-coordinate {m}
BuildingSurface:Detailed,
M-201-ExgStorage_Srf_16, !- Name
Wall, !- Surface Type
Wall_Exterior, !- Construction Name
M-201-ExgStorage Thermal Zone, !- Zone Name
Outdoors, !- Outside Boundary Condition
, !- Outside Boundary Condition Object
SunExposed, !- Sun Exposure
WindExposed, !- Wind Exposure
, !- View Factor to Ground
4, !- Number of Vertices
41.118, !- Vertex 1 X-coordinate {m}
50.963, !- Vertex 1 Y-coordinate {m}
5.715, !- Vertex 1 Z-coordinate {m}
41.118, !- Vertex 2 X-coordinate {m}
50.963, !- Vertex 2 Y-coordinate {m}
2.819, !- Vertex 2 Z-coordinate {m}
42.552, !- Vertex 3 X-coordinate {m}
50.963, !- Vertex 3 Y-coordinate {m}
2.819, !- Vertex 3 Z-coordinate {m}
42.552, !- Vertex 4 X-coordinate {m}
50.963, !- Vertex 4 Y-coordinate {m}
5.715, !- Vertex 4 Z-coordinate {m}
, !- Vertex 5 X-coordinate {m}
, !- Vertex 5 Y-coordinate {m}
, !- Vertex 5 Z-coordinate {m}
, !- Vertex 6 X-coordinate {m}
, !- Vertex 6 Y-coordinate {m}
, !- Vertex 6 Z-coordinate {m}
, !- Vertex 7 X-coordinate {m}
, !- Vertex 7 Y-coordinate {m}
, !- Vertex 7 Z-coordinate {m}
, !- Vertex 8 X-coordinate {m}
, !- Vertex 8 Y-coordinate {m}
, !- Vertex 8 Z-coordinate {m}
, !- Vertex 9 X-coordinate {m}
, !- Vertex 9 Y-coordinate {m}
, !- Vertex 9 Z-coordinate {m}
, !- Vertex 10 X-coordinate {m}
, !- Vertex 10 Y-coordinate {m}
, !- Vertex 10 Z-coordinate {m}
, !- Vertex 11 X-coordinate {m}
, !- Vertex 11 Y-coordinate {m}
, !- Vertex 11 Z-coordinate {m}
, !- Vertex 12 X-coordinate {m}
, !- Vertex 12 Y-coordinate {m}
, !- Vertex 12 Z-coordinate {m}
, !- Vertex 13 X-coordinate {m}
, !- Vertex 13 Y-coordinate {m}
, !- Vertex 13 Z-coordinate {m}
, !- Vertex 14 X-coordinate {m}
, !- Vertex 14 Y-coordinate {m}
, !- Vertex 14 Z-coordinate {m}
, !- Vertex 15 X-coordinate {m}
, !- Vertex 15 Y-coordinate {m}
, !- Vertex 15 Z-coordinate {m}
, !- Vertex 16 X-coordinate {m}
, !- Vertex 16 Y-coordinate {m}
, !- Vertex 16 Z-coordinate {m}
, !- Vertex 17 X-coordinate {m}
, !- Vertex 17 Y-coordinate {m}
, !- Vertex 17 Z-coordinate {m}
, !- Vertex 18 X-coordinate {m}
, !- Vertex 18 Y-coordinate {m}
, !- Vertex 18 Z-coordinate {m}
, !- Vertex 19 X-coordinate {m}
, !- Vertex 19 Y-coordinate {m}
, !- Vertex 19 Z-coordinate {m}
, !- Vertex 20 X-coordinate {m}
, !- Vertex 20 Y-coordinate {m}
; !- Vertex 20 Z-coordinate {m}
BuildingSurface:Detailed,
M-201-ExgStorage_Srf_17, !- Name
Wall, !- Surface Type
Hole, !- Construction Name
M-201-ExgStorage Thermal Zone, !- Zone Name
Surface, !- Outside Boundary Condition
M-151-Stairs1_Srf_1, !- Outside Boundary Condition Object
NoSun, !- Sun Exposure
NoWind, !- Wind Exposure
, !- View Factor to Ground
4, !- Number of Vertices
41.118, !- Vertex 1 X-coordinate {m}
55.077, !- Vertex 1 Y-coordinate {m}
5.715, !- Vertex 1 Z-coordinate {m}
41.118, !- Vertex 2 X-coordinate {m}
55.077, !- Vertex 2 Y-coordinate {m}
2.819, !- Vertex 2 Z-coordinate {m}
41.118, !- Vertex 3 X-coordinate {m}
50.963, !- Vertex 3 Y-coordinate {m}
2.819, !- Vertex 3 Z-coordinate {m}
41.118, !- Vertex 4 X-coordinate {m}
50.963, !- Vertex 4 Y-coordinate {m}
5.715, !- Vertex 4 Z-coordinate {m}
, !- Vertex 5 X-coordinate {m}
, !- Vertex 5 Y-coordinate {m}
, !- Vertex 5 Z-coordinate {m}
, !- Vertex 6 X-coordinate {m}
, !- Vertex 6 Y-coordinate {m}
, !- Vertex 6 Z-coordinate {m}
, !- Vertex 7 X-coordinate {m}
, !- Vertex 7 Y-coordinate {m}
, !- Vertex 7 Z-coordinate {m}
, !- Vertex 8 X-coordinate {m}
, !- Vertex 8 Y-coordinate {m}
, !- Vertex 8 Z-coordinate {m}
, !- Vertex 9 X-coordinate {m}
, !- Vertex 9 Y-coordinate {m}
, !- Vertex 9 Z-coordinate {m}
, !- Vertex 10 X-coordinate {m}
, !- Vertex 10 Y-coordinate {m}
, !- Vertex 10 Z-coordinate {m}
, !- Vertex 11 X-coordinate {m}
, !- Vertex 11 Y-coordinate {m}
, !- Vertex 11 Z-coordinate {m}
, !- Vertex 12 X-coordinate {m}
, !- Vertex 12 Y-coordinate {m}
, !- Vertex 12 Z-coordinate {m}
, !- Vertex 13 X-coordinate {m}
, !- Vertex 13 Y-coordinate {m}
, !- Vertex 13 Z-coordinate {m}
, !- Vertex 14 X-coordinate {m}
, !- Vertex 14 Y-coordinate {m}
, !- Vertex 14 Z-coordinate {m}
, !- Vertex 15 X-coordinate {m}
, !- Vertex 15 Y-coordinate {m}
, !- Vertex 15 Z-coordinate {m}
, !- Vertex 16 X-coordinate {m}
, !- Vertex 16 Y-coordinate {m}
, !- Vertex 16 Z-coordinate {m}
, !- Vertex 17 X-coordinate {m}
, !- Vertex 17 Y-coordinate {m}
, !- Vertex 17 Z-coordinate {m}
, !- Vertex 18 X-coordinate {m}
, !- Vertex 18 Y-coordinate {m}
, !- Vertex 18 Z-coordinate {m}
, !- Vertex 19 X-coordinate {m}
, !- Vertex 19 Y-coordinate {m}
, !- Vertex 19 Z-coordinate {m}
, !- Vertex 20 X-coordinate {m}
, !- Vertex 20 Y-coordinate {m}
; !- Vertex 20 Z-coordinate {m}
BuildingSurface:Detailed,
M-201-ExgStorage_Srf_18, !- Name
Wall, !- Surface Type
Hole, !- Construction Name
M-201-ExgStorage Thermal Zone, !- Zone Name
Surface, !- Outside Boundary Condition
M-151-Stairs1_Srf_4, !- Outside Boundary Condition Object
NoSun, !- Sun Exposure
NoWind, !- Wind Exposure
, !- View Factor to Ground
4, !- Number of Vertices
38.222, !- Vertex 1 X-coordinate {m}
55.077, !- Vertex 1 Y-coordinate {m}
5.715, !- Vertex 1 Z-coordinate {m}
38.222, !- Vertex 2 X-coordinate {m}
55.077, !- Vertex 2 Y-coordinate {m}
2.819, !- Vertex 2 Z-coordinate {m}
41.118, !- Vertex 3 X-coordinate {m}
55.077, !- Vertex 3 Y-coordinate {m}
2.819, !- Vertex 3 Z-coordinate {m}
41.118, !- Vertex 4 X-coordinate {m}
55.077, !- Vertex 4 Y-coordinate {m}
5.715, !- Vertex 4 Z-coordinate {m}
, !- Vertex 5 X-coordinate {m}
, !- Vertex 5 Y-coordinate {m}
, !- Vertex 5 Z-coordinate {m}
, !- Vertex 6 X-coordinate {m}
, !- Vertex 6 Y-coordinate {m}
, !- Vertex 6 Z-coordinate {m}
, !- Vertex 7 X-coordinate {m}
, !- Vertex 7 Y-coordinate {m}
, !- Vertex 7 Z-coordinate {m}
, !- Vertex 8 X-coordinate {m}
, !- Vertex 8 Y-coordinate {m}
, !- Vertex 8 Z-coordinate {m}
, !- Vertex 9 X-coordinate {m}
, !- Vertex 9 Y-coordinate {m}
, !- Vertex 9 Z-coordinate {m}
, !- Vertex 10 X-coordinate {m}
, !- Vertex 10 Y-coordinate {m}
, !- Vertex 10 Z-coordinate {m}
, !- Vertex 11 X-coordinate {m}
, !- Vertex 11 Y-coordinate {m}
, !- Vertex 11 Z-coordinate {m}
, !- Vertex 12 X-coordinate {m}
, !- Vertex 12 Y-coordinate {m}
, !- Vertex 12 Z-coordinate {m}
, !- Vertex 13 X-coordinate {m}
, !- Vertex 13 Y-coordinate {m}
, !- Vertex 13 Z-coordinate {m}
, !- Vertex 14 X-coordinate {m}
, !- Vertex 14 Y-coordinate {m}
, !- Vertex 14 Z-coordinate {m}
, !- Vertex 15 X-coordinate {m}
, !- Vertex 15 Y-coordinate {m}
, !- Vertex 15 Z-coordinate {m}
, !- Vertex 16 X-coordinate {m}
, !- Vertex 16 Y-coordinate {m}
, !- Vertex 16 Z-coordinate {m}
, !- Vertex 17 X-coordinate {m}
, !- Vertex 17 Y-coordinate {m}
, !- Vertex 17 Z-coordinate {m}
, !- Vertex 18 X-coordinate {m}
, !- Vertex 18 Y-coordinate {m}
, !- Vertex 18 Z-coordinate {m}
, !- Vertex 19 X-coordinate {m}
, !- Vertex 19 Y-coordinate {m}
, !- Vertex 19 Z-coordinate {m}
, !- Vertex 20 X-coordinate {m}
, !- Vertex 20 Y-coordinate {m}
; !- Vertex 20 Z-coordinate {m}
BuildingSurface:Detailed,
M-201-ExgStorage_Srf_19, !- Name
Wall, !- Surface Type
Wall_Exterior, !- Construction Name
M-201-ExgStorage Thermal Zone, !- Zone Name
Outdoors, !- Outside Boundary Condition
, !- Outside Boundary Condition Object
SunExposed, !- Sun Exposure
WindExposed, !- Wind Exposure
, !- View Factor to Ground
4, !- Number of Vertices
38.222, !- Vertex 1 X-coordinate {m}
61.783, !- Vertex 1 Y-coordinate {m}
5.715, !- Vertex 1 Z-coordinate {m}
38.222, !- Vertex 2 X-coordinate {m}
61.783, !- Vertex 2 Y-coordinate {m}
2.819, !- Vertex 2 Z-coordinate {m}
38.222, !- Vertex 3 X-coordinate {m}
55.077, !- Vertex 3 Y-coordinate {m}
2.819, !- Vertex 3 Z-coordinate {m}
38.222, !- Vertex 4 X-coordinate {m}
55.077, !- Vertex 4 Y-coordinate {m}
5.715, !- Vertex 4 Z-coordinate {m}
, !- Vertex 5 X-coordinate {m}
, !- Vertex 5 Y-coordinate {m}
, !- Vertex 5 Z-coordinate {m}
, !- Vertex 6 X-coordinate {m}
, !- Vertex 6 Y-coordinate {m}
, !- Vertex 6 Z-coordinate {m}
, !- Vertex 7 X-coordinate {m}
, !- Vertex 7 Y-coordinate {m}
, !- Vertex 7 Z-coordinate {m}
, !- Vertex 8 X-coordinate {m}
, !- Vertex 8 Y-coordinate {m}
, !- Vertex 8 Z-coordinate {m}
, !- Vertex 9 X-coordinate {m}
, !- Vertex 9 Y-coordinate {m}
, !- Vertex 9 Z-coordinate {m}
, !- Vertex 10 X-coordinate {m}
, !- Vertex 10 Y-coordinate {m}
, !- Vertex 10 Z-coordinate {m}
, !- Vertex 11 X-coordinate {m}
, !- Vertex 11 Y-coordinate {m}
, !- Vertex 11 Z-coordinate {m}
, !- Vertex 12 X-coordinate {m}
, !- Vertex 12 Y-coordinate {m}
, !- Vertex 12 Z-coordinate {m}
, !- Vertex 13 X-coordinate {m}
, !- Vertex 13 Y-coordinate {m}
, !- Vertex 13 Z-coordinate {m}
, !- Vertex 14 X-coordinate {m}
, !- Vertex 14 Y-coordinate {m}
, !- Vertex 14 Z-coordinate {m}
, !- Vertex 15 X-coordinate {m}
, !- Vertex 15 Y-coordinate {m}
, !- Vertex 15 Z-coordinate {m}
, !- Vertex 16 X-coordinate {m}
, !- Vertex 16 Y-coordinate {m}
, !- Vertex 16 Z-coordinate {m}
, !- Vertex 17 X-coordinate {m}
, !- Vertex 17 Y-coordinate {m}
, !- Vertex 17 Z-coordinate {m}
, !- Vertex 18 X-coordinate {m}
, !- Vertex 18 Y-coordinate {m}
, !- Vertex 18 Z-coordinate {m}
, !- Vertex 19 X-coordinate {m}
, !- Vertex 19 Y-coordinate {m}
, !- Vertex 19 Z-coordinate {m}
, !- Vertex 20 X-coordinate {m}
, !- Vertex 20 Y-coordinate {m}
; !- Vertex 20 Z-coordinate {m}
BuildingSurface:Detailed,
M-201-ExgStorage_Srf_2, !- Name
Wall, !- Surface Type
Hole, !- Construction Name
M-201-ExgStorage Thermal Zone, !- Zone Name
Surface, !- Outside Boundary Condition
M-152-MDF_Srf_3, !- Outside Boundary Condition Object
NoSun, !- Sun Exposure
NoWind, !- Wind Exposure
, !- View Factor to Ground
4, !- Number of Vertices
50.079, !- Vertex 1 X-coordinate {m}
58.095, !- Vertex 1 Y-coordinate {m}
5.715, !- Vertex 1 Z-coordinate {m}
50.079, !- Vertex 2 X-coordinate {m}
58.095, !- Vertex 2 Y-coordinate {m}
2.819, !- Vertex 2 Z-coordinate {m}
46.651, !- Vertex 3 X-coordinate {m}
58.095, !- Vertex 3 Y-coordinate {m}
2.819, !- Vertex 3 Z-coordinate {m}
46.651, !- Vertex 4 X-coordinate {m}
58.095, !- Vertex 4 Y-coordinate {m}
5.715, !- Vertex 4 Z-coordinate {m}
, !- Vertex 5 X-coordinate {m}
, !- Vertex 5 Y-coordinate {m}
, !- Vertex 5 Z-coordinate {m}
, !- Vertex 6 X-coordinate {m}
, !- Vertex 6 Y-coordinate {m}
, !- Vertex 6 Z-coordinate {m}
, !- Vertex 7 X-coordinate {m}
, !- Vertex 7 Y-coordinate {m}
, !- Vertex 7 Z-coordinate {m}
, !- Vertex 8 X-coordinate {m}
, !- Vertex 8 Y-coordinate {m}
, !- Vertex 8 Z-coordinate {m}
, !- Vertex 9 X-coordinate {m}
, !- Vertex 9 Y-coordinate {m}
, !- Vertex 9 Z-coordinate {m}
, !- Vertex 10 X-coordinate {m}
, !- Vertex 10 Y-coordinate {m}
, !- Vertex 10 Z-coordinate {m}
, !- Vertex 11 X-coordinate {m}
, !- Vertex 11 Y-coordinate {m}
, !- Vertex 11 Z-coordinate {m}
, !- Vertex 12 X-coordinate {m}
, !- Vertex 12 Y-coordinate {m}
, !- Vertex 12 Z-coordinate {m}
, !- Vertex 13 X-coordinate {m}
, !- Vertex 13 Y-coordinate {m}
, !- Vertex 13 Z-coordinate {m}
, !- Vertex 14 X-coordinate {m}
, !- Vertex 14 Y-coordinate {m}
, !- Vertex 14 Z-coordinate {m}
, !- Vertex 15 X-coordinate {m}
, !- Vertex 15 Y-coordinate {m}
, !- Vertex 15 Z-coordinate {m}
, !- Vertex 16 X-coordinate {m}
, !- Vertex 16 Y-coordinate {m}
, !- Vertex 16 Z-coordinate {m}
, !- Vertex 17 X-coordinate {m}
, !- Vertex 17 Y-coordinate {m}
, !- Vertex 17 Z-coordinate {m}
, !- Vertex 18 X-coordinate {m}
, !- Vertex 18 Y-coordinate {m}
, !- Vertex 18 Z-coordinate {m}
, !- Vertex 19 X-coordinate {m}
, !- Vertex 19 Y-coordinate {m}
, !- Vertex 19 Z-coordinate {m}
, !- Vertex 20 X-coordinate {m}
, !- Vertex 20 Y-coordinate {m}
; !- Vertex 20 Z-coordinate {m}
BuildingSurface:Detailed,
M-201-ExgStorage_Srf_20, !- Name
Wall, !- Surface Type
Wall_Exterior, !- Construction Name
M-201-ExgStorage Thermal Zone, !- Zone Name
Outdoors, !- Outside Boundary Condition
, !- Outside Boundary Condition Object
SunExposed, !- Sun Exposure
WindExposed, !- Wind Exposure
, !- View Factor to Ground
4, !- Number of Vertices
46.651, !- Vertex 1 X-coordinate {m}
61.783, !- Vertex 1 Y-coordinate {m}
5.715, !- Vertex 1 Z-coordinate {m}
46.651, !- Vertex 2 X-coordinate {m}
61.783, !- Vertex 2 Y-coordinate {m}
2.819, !- Vertex 2 Z-coordinate {m}
38.222, !- Vertex 3 X-coordinate {m}
61.783, !- Vertex 3 Y-coordinate {m}
2.819, !- Vertex 3 Z-coordinate {m}
38.222, !- Vertex 4 X-coordinate {m}
61.783, !- Vertex 4 Y-coordinate {m}
5.715, !- Vertex 4 Z-coordinate {m}
, !- Vertex 5 X-coordinate {m}
, !- Vertex 5 Y-coordinate {m}
, !- Vertex 5 Z-coordinate {m}
, !- Vertex 6 X-coordinate {m}
, !- Vertex 6 Y-coordinate {m}
, !- Vertex 6 Z-coordinate {m}
, !- Vertex 7 X-coordinate {m}
, !- Vertex 7 Y-coordinate {m}
, !- Vertex 7 Z-coordinate {m}
, !- Vertex 8 X-coordinate {m}
, !- Vertex 8 Y-coordinate {m}
, !- Vertex 8 Z-coordinate {m}
, !- Vertex 9 X-coordinate {m}
, !- Vertex 9 Y-coordinate {m}
, !- Vertex 9 Z-coordinate {m}
, !- Vertex 10 X-coordinate {m}
, !- Vertex 10 Y-coordinate {m}
, !- Vertex 10 Z-coordinate {m}
, !- Vertex 11 X-coordinate {m}
, !- Vertex 11 Y-coordinate {m}
, !- Vertex 11 Z-coordinate {m}
, !- Vertex 12 X-coordinate {m}
, !- Vertex 12 Y-coordinate {m}
, !- Vertex 12 Z-coordinate {m}
, !- Vertex 13 X-coordinate {m}
, !- Vertex 13 Y-coordinate {m}
, !- Vertex 13 Z-coordinate {m}
, !- Vertex 14 X-coordinate {m}
, !- Vertex 14 Y-coordinate {m}
, !- Vertex 14 Z-coordinate {m}
, !- Vertex 15 X-coordinate {m}
, !- Vertex 15 Y-coordinate {m}
, !- Vertex 15 Z-coordinate {m}
, !- Vertex 16 X-coordinate {m}
, !- Vertex 16 Y-coordinate {m}
, !- Vertex 16 Z-coordinate {m}
, !- Vertex 17 X-coordinate {m}
, !- Vertex 17 Y-coordinate {m}
, !- Vertex 17 Z-coordinate {m}
, !- Vertex 18 X-coordinate {m}
, !- Vertex 18 Y-coordinate {m}
, !- Vertex 18 Z-coordinate {m}
, !- Vertex 19 X-coordinate {m}
, !- Vertex 19 Y-coordinate {m}
, !- Vertex 19 Z-coordinate {m}
, !- Vertex 20 X-coordinate {m}
, !- Vertex 20 Y-coordinate {m}
; !- Vertex 20 Z-coordinate {m}
BuildingSurface:Detailed,
M-201-ExgStorage_Srf_21, !- Name
Roof, !- Surface Type
Roof_BOH, !- Construction Name
M-201-ExgStorage Thermal Zone, !- Zone Name
Outdoors, !- Outside Boundary Condition
, !- Outside Boundary Condition Object
SunExposed, !- Sun Exposure
WindExposed, !- Wind Exposure
, !- View Factor to Ground
13, !- Number of Vertices
38.222, !- Vertex 1 X-coordinate {m}
61.783, !- Vertex 1 Y-coordinate {m}
5.715, !- Vertex 1 Z-coordinate {m}
38.222, !- Vertex 2 X-coordinate {m}
55.077, !- Vertex 2 Y-coordinate {m}
5.715, !- Vertex 2 Z-coordinate {m}
41.118, !- Vertex 3 X-coordinate {m}
55.077, !- Vertex 3 Y-coordinate {m}
5.715, !- Vertex 3 Z-coordinate {m}
41.118, !- Vertex 4 X-coordinate {m}
50.963, !- Vertex 4 Y-coordinate {m}
5.715, !- Vertex 4 Z-coordinate {m}
42.552, !- Vertex 5 X-coordinate {m}
50.963, !- Vertex 5 Y-coordinate {m}
5.715, !- Vertex 5 Z-coordinate {m}
42.552, !- Vertex 6 X-coordinate {m}
54.437, !- Vertex 6 Y-coordinate {m}
5.715, !- Vertex 6 Z-coordinate {m}
66.751, !- Vertex 7 X-coordinate {m}
54.437, !- Vertex 7 Y-coordinate {m}
5.715, !- Vertex 7 Z-coordinate {m}
66.751, !- Vertex 8 X-coordinate {m}
55.9, !- Vertex 8 Y-coordinate {m}
5.715, !- Vertex 8 Z-coordinate {m}
72.667, !- Vertex 9 X-coordinate {m}
61.783, !- Vertex 9 Y-coordinate {m}
5.715, !- Vertex 9 Z-coordinate {m}
50.079, !- Vertex 10 X-coordinate {m}
61.783, !- Vertex 10 Y-coordinate {m}
5.715, !- Vertex 10 Z-coordinate {m}
50.079, !- Vertex 11 X-coordinate {m}
58.095, !- Vertex 11 Y-coordinate {m}
5.715, !- Vertex 11 Z-coordinate {m}
46.651, !- Vertex 12 X-coordinate {m}
58.095, !- Vertex 12 Y-coordinate {m}
5.715, !- Vertex 12 Z-coordinate {m}
46.651, !- Vertex 13 X-coordinate {m}
61.783, !- Vertex 13 Y-coordinate {m}
5.715, !- Vertex 13 Z-coordinate {m}
, !- Vertex 14 X-coordinate {m}
, !- Vertex 14 Y-coordinate {m}
, !- Vertex 14 Z-coordinate {m}
, !- Vertex 15 X-coordinate {m}
, !- Vertex 15 Y-coordinate {m}
, !- Vertex 15 Z-coordinate {m}
, !- Vertex 16 X-coordinate {m}
, !- Vertex 16 Y-coordinate {m}
, !- Vertex 16 Z-coordinate {m}
, !- Vertex 17 X-coordinate {m}
, !- Vertex 17 Y-coordinate {m}
, !- Vertex 17 Z-coordinate {m}
, !- Vertex 18 X-coordinate {m}
, !- Vertex 18 Y-coordinate {m}
, !- Vertex 18 Z-coordinate {m}
, !- Vertex 19 X-coordinate {m}
, !- Vertex 19 Y-coordinate {m}
, !- Vertex 19 Z-coordinate {m}
, !- Vertex 20 X-coordinate {m}
, !- Vertex 20 Y-coordinate {m}
; !- Vertex 20 Z-coordinate {m}
BuildingSurface:Detailed,
M-201-ExgStorage_Srf_3, !- Name
Wall, !- Surface Type
Hole, !- Construction Name
M-201-ExgStorage Thermal Zone, !- Zone Name
Surface, !- Outside Boundary Condition
M-152-MDF_Srf_2, !- Outside Boundary Condition Object
NoSun, !- Sun Exposure
NoWind, !- Wind Exposure
, !- View Factor to Ground
4, !- Number of Vertices
50.079, !- Vertex 1 X-coordinate {m}
61.783, !- Vertex 1 Y-coordinate {m}
5.715, !- Vertex 1 Z-coordinate {m}
50.079, !- Vertex 2 X-coordinate {m}
61.783, !- Vertex 2 Y-coordinate {m}
2.819, !- Vertex 2 Z-coordinate {m}
50.079, !- Vertex 3 X-coordinate {m}
58.095, !- Vertex 3 Y-coordinate {m}
2.819, !- Vertex 3 Z-coordinate {m}
50.079, !- Vertex 4 X-coordinate {m}
58.095, !- Vertex 4 Y-coordinate {m}
5.715, !- Vertex 4 Z-coordinate {m}
, !- Vertex 5 X-coordinate {m}
, !- Vertex 5 Y-coordinate {m}
, !- Vertex 5 Z-coordinate {m}
, !- Vertex 6 X-coordinate {m}
, !- Vertex 6 Y-coordinate {m}
, !- Vertex 6 Z-coordinate {m}
, !- Vertex 7 X-coordinate {m}
, !- Vertex 7 Y-coordinate {m}
, !- Vertex 7 Z-coordinate {m}
, !- Vertex 8 X-coordinate {m}
, !- Vertex 8 Y-coordinate {m}
, !- Vertex 8 Z-coordinate {m}
, !- Vertex 9 X-coordinate {m}
, !- Vertex 9 Y-coordinate {m}
, !- Vertex 9 Z-coordinate {m}
, !- Vertex 10 X-coordinate {m}
, !- Vertex 10 Y-coordinate {m}
, !- Vertex 10 Z-coordinate {m}
, !- Vertex 11 X-coordinate {m}
, !- Vertex 11 Y-coordinate {m}
, !- Vertex 11 Z-coordinate {m}
, !- Vertex 12 X-coordinate {m}
, !- Vertex 12 Y-coordinate {m}
, !- Vertex 12 Z-coordinate {m}
, !- Vertex 13 X-coordinate {m}
, !- Vertex 13 Y-coordinate {m}
, !- Vertex 13 Z-coordinate {m}
, !- Vertex 14 X-coordinate {m}
, !- Vertex 14 Y-coordinate {m}
, !- Vertex 14 Z-coordinate {m}
, !- Vertex 15 X-coordinate {m}
, !- Vertex 15 Y-coordinate {m}
, !- Vertex 15 Z-coordinate {m}
, !- Vertex 16 X-coordinate {m}
, !- Vertex 16 Y-coordinate {m}
, !- Vertex 16 Z-coordinate {m}
, !- Vertex 17 X-coordinate {m}
, !- Vertex 17 Y-coordinate {m}
, !- Vertex 17 Z-coordinate {m}
, !- Vertex 18 X-coordinate {m}
, !- Vertex 18 Y-coordinate {m}
, !- Vertex 18 Z-coordinate {m}
, !- Vertex 19 X-coordinate {m}
, !- Vertex 19 Y-coordinate {m}
, !- Vertex 19 Z-coordinate {m}
, !- Vertex 20 X-coordinate {m}
, !- Vertex 20 Y-coordinate {m}
; !- Vertex 20 Z-coordinate {m}
BuildingSurface:Detailed,
M-201-ExgStorage_Srf_4, !- Name
Wall, !- Surface Type
Wall_Exterior, !- Construction Name
M-201-ExgStorage Thermal Zone, !- Zone Name
Outdoors, !- Outside Boundary Condition
, !- Outside Boundary Condition Object
SunExposed, !- Sun Exposure
WindExposed, !- Wind Exposure
, !- View Factor to Ground
4, !- Number of Vertices
72.667, !- Vertex 1 X-coordinate {m}
61.783, !- Vertex 1 Y-coordinate {m}
5.715, !- Vertex 1 Z-coordinate {m}
72.667, !- Vertex 2 X-coordinate {m}
61.783, !- Vertex 2 Y-coordinate {m}
2.819, !- Vertex 2 Z-coordinate {m}
50.079, !- Vertex 3 X-coordinate {m}
61.783, !- Vertex 3 Y-coordinate {m}
2.819, !- Vertex 3 Z-coordinate {m}
50.079, !- Vertex 4 X-coordinate {m}
61.783, !- Vertex 4 Y-coordinate {m}
5.715, !- Vertex 4 Z-coordinate {m}
, !- Vertex 5 X-coordinate {m}
, !- Vertex 5 Y-coordinate {m}
, !- Vertex 5 Z-coordinate {m}
, !- Vertex 6 X-coordinate {m}
, !- Vertex 6 Y-coordinate {m}
, !- Vertex 6 Z-coordinate {m}
, !- Vertex 7 X-coordinate {m}
, !- Vertex 7 Y-coordinate {m}
, !- Vertex 7 Z-coordinate {m}
, !- Vertex 8 X-coordinate {m}
, !- Vertex 8 Y-coordinate {m}
, !- Vertex 8 Z-coordinate {m}
, !- Vertex 9 X-coordinate {m}
, !- Vertex 9 Y-coordinate {m}
, !- Vertex 9 Z-coordinate {m}
, !- Vertex 10 X-coordinate {m}
, !- Vertex 10 Y-coordinate {m}
, !- Vertex 10 Z-coordinate {m}
, !- Vertex 11 X-coordinate {m}
, !- Vertex 11 Y-coordinate {m}
, !- Vertex 11 Z-coordinate {m}
, !- Vertex 12 X-coordinate {m}
, !- Vertex 12 Y-coordinate {m}
, !- Vertex 12 Z-coordinate {m}
, !- Vertex 13 X-coordinate {m}
, !- Vertex 13 Y-coordinate {m}
, !- Vertex 13 Z-coordinate {m}
, !- Vertex 14 X-coordinate {m}
, !- Vertex 14 Y-coordinate {m}
, !- Vertex 14 Z-coordinate {m}
, !- Vertex 15 X-coordinate {m}
, !- Vertex 15 Y-coordinate {m}
, !- Vertex 15 Z-coordinate {m}
, !- Vertex 16 X-coordinate {m}
, !- Vertex 16 Y-coordinate {m}
, !- Vertex 16 Z-coordinate {m}
, !- Vertex 17 X-coordinate {m}
, !- Vertex 17 Y-coordinate {m}
, !- Vertex 17 Z-coordinate {m}
, !- Vertex 18 X-coordinate {m}
, !- Vertex 18 Y-coordinate {m}
, !- Vertex 18 Z-coordinate {m}
, !- Vertex 19 X-coordinate {m}
, !- Vertex 19 Y-coordinate {m}
, !- Vertex 19 Z-coordinate {m}
, !- Vertex 20 X-coordinate {m}
, !- Vertex 20 Y-coordinate {m}
; !- Vertex 20 Z-coordinate {m}
BuildingSurface:Detailed,
M-201-ExgStorage_Srf_5, !- Name
Wall, !- Surface Type
Hole, !- Construction Name
M-201-ExgStorage Thermal Zone, !- Zone Name
Surface, !- Outside Boundary Condition
M-163-MeatPrep_Srf_4, !- Outside Boundary Condition Object
NoSun, !- Sun Exposure
NoWind, !- Wind Exposure
, !- View Factor to Ground
4, !- Number of Vertices
70.163, !- Vertex 1 X-coordinate {m}
59.293, !- Vertex 1 Y-coordinate {m}
5.715, !- Vertex 1 Z-coordinate {m}
70.163, !- Vertex 2 X-coordinate {m}
59.293, !- Vertex 2 Y-coordinate {m}
2.819, !- Vertex 2 Z-coordinate {m}
72.667, !- Vertex 3 X-coordinate {m}
61.783, !- Vertex 3 Y-coordinate {m}
2.819, !- Vertex 3 Z-coordinate {m}
72.667, !- Vertex 4 X-coordinate {m}
61.783, !- Vertex 4 Y-coordinate {m}
5.715, !- Vertex 4 Z-coordinate {m}
, !- Vertex 5 X-coordinate {m}
, !- Vertex 5 Y-coordinate {m}
, !- Vertex 5 Z-coordinate {m}
, !- Vertex 6 X-coordinate {m}
, !- Vertex 6 Y-coordinate {m}
, !- Vertex 6 Z-coordinate {m}
, !- Vertex 7 X-coordinate {m}
, !- Vertex 7 Y-coordinate {m}
, !- Vertex 7 Z-coordinate {m}
, !- Vertex 8 X-coordinate {m}
, !- Vertex 8 Y-coordinate {m}
, !- Vertex 8 Z-coordinate {m}
, !- Vertex 9 X-coordinate {m}
, !- Vertex 9 Y-coordinate {m}
, !- Vertex 9 Z-coordinate {m}
, !- Vertex 10 X-coordinate {m}
, !- Vertex 10 Y-coordinate {m}
, !- Vertex 10 Z-coordinate {m}
, !- Vertex 11 X-coordinate {m}
, !- Vertex 11 Y-coordinate {m}
, !- Vertex 11 Z-coordinate {m}
, !- Vertex 12 X-coordinate {m}
, !- Vertex 12 Y-coordinate {m}
, !- Vertex 12 Z-coordinate {m}
, !- Vertex 13 X-coordinate {m}
, !- Vertex 13 Y-coordinate {m}
, !- Vertex 13 Z-coordinate {m}
, !- Vertex 14 X-coordinate {m}
, !- Vertex 14 Y-coordinate {m}
, !- Vertex 14 Z-coordinate {m}
, !- Vertex 15 X-coordinate {m}
, !- Vertex 15 Y-coordinate {m}
, !- Vertex 15 Z-coordinate {m}
, !- Vertex 16 X-coordinate {m}
, !- Vertex 16 Y-coordinate {m}
, !- Vertex 16 Z-coordinate {m}
, !- Vertex 17 X-coordinate {m}
, !- Vertex 17 Y-coordinate {m}
, !- Vertex 17 Z-coordinate {m}
, !- Vertex 18 X-coordinate {m}
, !- Vertex 18 Y-coordinate {m}
, !- Vertex 18 Z-coordinate {m}
, !- Vertex 19 X-coordinate {m}
, !- Vertex 19 Y-coordinate {m}
, !- Vertex 19 Z-coordinate {m}
, !- Vertex 20 X-coordinate {m}
, !- Vertex 20 Y-coordinate {m}
; !- Vertex 20 Z-coordinate {m}
BuildingSurface:Detailed,
M-201-ExgStorage_Srf_6, !- Name
Wall, !- Surface Type
Hole, !- Construction Name
M-201-ExgStorage Thermal Zone, !- Zone Name
Surface, !- Outside Boundary Condition
M-162-PrepRoom_Srf_8, !- Outside Boundary Condition Object
NoSun, !- Sun Exposure
NoWind, !- Wind Exposure
, !- View Factor to Ground
4, !- Number of Vertices
66.751, !- Vertex 1 X-coordinate {m}
55.9, !- Vertex 1 Y-coordinate {m}
5.715, !- Vertex 1 Z-coordinate {m}
66.751, !- Vertex 2 X-coordinate {m}
55.9, !- Vertex 2 Y-coordinate {m}
2.819, !- Vertex 2 Z-coordinate {m}
70.163, !- Vertex 3 X-coordinate {m}
59.293, !- Vertex 3 Y-coordinate {m}
2.819, !- Vertex 3 Z-coordinate {m}
70.163, !- Vertex 4 X-coordinate {m}
59.293, !- Vertex 4 Y-coordinate {m}
5.715, !- Vertex 4 Z-coordinate {m}
, !- Vertex 5 X-coordinate {m}
, !- Vertex 5 Y-coordinate {m}
, !- Vertex 5 Z-coordinate {m}
, !- Vertex 6 X-coordinate {m}
, !- Vertex 6 Y-coordinate {m}
, !- Vertex 6 Z-coordinate {m}
, !- Vertex 7 X-coordinate {m}
, !- Vertex 7 Y-coordinate {m}
, !- Vertex 7 Z-coordinate {m}
, !- Vertex 8 X-coordinate {m}
, !- Vertex 8 Y-coordinate {m}
, !- Vertex 8 Z-coordinate {m}
, !- Vertex 9 X-coordinate {m}
, !- Vertex 9 Y-coordinate {m}
, !- Vertex 9 Z-coordinate {m}
, !- Vertex 10 X-coordinate {m}
, !- Vertex 10 Y-coordinate {m}
, !- Vertex 10 Z-coordinate {m}
, !- Vertex 11 X-coordinate {m}
, !- Vertex 11 Y-coordinate {m}
, !- Vertex 11 Z-coordinate {m}
, !- Vertex 12 X-coordinate {m}
, !- Vertex 12 Y-coordinate {m}
, !- Vertex 12 Z-coordinate {m}
, !- Vertex 13 X-coordinate {m}
, !- Vertex 13 Y-coordinate {m}
, !- Vertex 13 Z-coordinate {m}
, !- Vertex 14 X-coordinate {m}
, !- Vertex 14 Y-coordinate {m}
, !- Vertex 14 Z-coordinate {m}
, !- Vertex 15 X-coordinate {m}
, !- Vertex 15 Y-coordinate {m}
, !- Vertex 15 Z-coordinate {m}
, !- Vertex 16 X-coordinate {m}
, !- Vertex 16 Y-coordinate {m}
, !- Vertex 16 Z-coordinate {m}
, !- Vertex 17 X-coordinate {m}
, !- Vertex 17 Y-coordinate {m}
, !- Vertex 17 Z-coordinate {m}
, !- Vertex 18 X-coordinate {m}
, !- Vertex 18 Y-coordinate {m}
, !- Vertex 18 Z-coordinate {m}
, !- Vertex 19 X-coordinate {m}
, !- Vertex 19 Y-coordinate {m}
, !- Vertex 19 Z-coordinate {m}
, !- Vertex 20 X-coordinate {m}
, !- Vertex 20 Y-coordinate {m}
; !- Vertex 20 Z-coordinate {m}
BuildingSurface:Detailed,
M-201-ExgStorage_Srf_7, !- Name
Wall, !- Surface Type
Hole, !- Construction Name
M-201-ExgStorage Thermal Zone, !- Zone Name
Surface, !- Outside Boundary Condition
M-162-PrepRoom_Srf_7, !- Outside Boundary Condition Object
NoSun, !- Sun Exposure
NoWind, !- Wind Exposure
, !- View Factor to Ground
4, !- Number of Vertices
66.751, !- Vertex 1 X-coordinate {m}
54.437, !- Vertex 1 Y-coordinate {m}
5.715, !- Vertex 1 Z-coordinate {m}
66.751, !- Vertex 2 X-coordinate {m}
54.437, !- Vertex 2 Y-coordinate {m}
2.819, !- Vertex 2 Z-coordinate {m}
66.751, !- Vertex 3 X-coordinate {m}
55.9, !- Vertex 3 Y-coordinate {m}
2.819, !- Vertex 3 Z-coordinate {m}
66.751, !- Vertex 4 X-coordinate {m}
55.9, !- Vertex 4 Y-coordinate {m}
5.715, !- Vertex 4 Z-coordinate {m}
, !- Vertex 5 X-coordinate {m}
, !- Vertex 5 Y-coordinate {m}
, !- Vertex 5 Z-coordinate {m}
, !- Vertex 6 X-coordinate {m}
, !- Vertex 6 Y-coordinate {m}
, !- Vertex 6 Z-coordinate {m}
, !- Vertex 7 X-coordinate {m}
, !- Vertex 7 Y-coordinate {m}
, !- Vertex 7 Z-coordinate {m}
, !- Vertex 8 X-coordinate {m}
, !- Vertex 8 Y-coordinate {m}
, !- Vertex 8 Z-coordinate {m}
, !- Vertex 9 X-coordinate {m}
, !- Vertex 9 Y-coordinate {m}
, !- Vertex 9 Z-coordinate {m}
, !- Vertex 10 X-coordinate {m}
, !- Vertex 10 Y-coordinate {m}
, !- Vertex 10 Z-coordinate {m}
, !- Vertex 11 X-coordinate {m}
, !- Vertex 11 Y-coordinate {m}
, !- Vertex 11 Z-coordinate {m}
, !- Vertex 12 X-coordinate {m}
, !- Vertex 12 Y-coordinate {m}
, !- Vertex 12 Z-coordinate {m}
, !- Vertex 13 X-coordinate {m}
, !- Vertex 13 Y-coordinate {m}
, !- Vertex 13 Z-coordinate {m}
, !- Vertex 14 X-coordinate {m}
, !- Vertex 14 Y-coordinate {m}
, !- Vertex 14 Z-coordinate {m}
, !- Vertex 15 X-coordinate {m}
, !- Vertex 15 Y-coordinate {m}
, !- Vertex 15 Z-coordinate {m}
, !- Vertex 16 X-coordinate {m}
, !- Vertex 16 Y-coordinate {m}
, !- Vertex 16 Z-coordinate {m}
, !- Vertex 17 X-coordinate {m}
, !- Vertex 17 Y-coordinate {m}
, !- Vertex 17 Z-coordinate {m}
, !- Vertex 18 X-coordinate {m}
, !- Vertex 18 Y-coordinate {m}
, !- Vertex 18 Z-coordinate {m}
, !- Vertex 19 X-coordinate {m}
, !- Vertex 19 Y-coordinate {m}
, !- Vertex 19 Z-coordinate {m}
, !- Vertex 20 X-coordinate {m}
, !- Vertex 20 Y-coordinate {m}
; !- Vertex 20 Z-coordinate {m}
BuildingSurface:Detailed,
M-201-ExgStorage_Srf_8, !- Name
Wall, !- Surface Type
Wall_Exterior, !- Construction Name
M-201-ExgStorage Thermal Zone, !- Zone Name
Outdoors, !- Outside Boundary Condition
, !- Outside Boundary Condition Object
SunExposed, !- Sun Exposure
WindExposed, !- Wind Exposure
, !- View Factor to Ground
4, !- Number of Vertices
62.092, !- Vertex 1 X-coordinate {m}
54.437, !- Vertex 1 Y-coordinate {m}
5.715, !- Vertex 1 Z-coordinate {m}
62.092, !- Vertex 2 X-coordinate {m}
54.437, !- Vertex 2 Y-coordinate {m}
2.819, !- Vertex 2 Z-coordinate {m}
66.751, !- Vertex 3 X-coordinate {m}
54.437, !- Vertex 3 Y-coordinate {m}
2.819, !- Vertex 3 Z-coordinate {m}
66.751, !- Vertex 4 X-coordinate {m}
54.437, !- Vertex 4 Y-coordinate {m}
5.715, !- Vertex 4 Z-coordinate {m}
, !- Vertex 5 X-coordinate {m}
, !- Vertex 5 Y-coordinate {m}
, !- Vertex 5 Z-coordinate {m}
, !- Vertex 6 X-coordinate {m}
, !- Vertex 6 Y-coordinate {m}
, !- Vertex 6 Z-coordinate {m}
, !- Vertex 7 X-coordinate {m}
, !- Vertex 7 Y-coordinate {m}
, !- Vertex 7 Z-coordinate {m}
, !- Vertex 8 X-coordinate {m}
, !- Vertex 8 Y-coordinate {m}
, !- Vertex 8 Z-coordinate {m}
, !- Vertex 9 X-coordinate {m}
, !- Vertex 9 Y-coordinate {m}
, !- Vertex 9 Z-coordinate {m}
, !- Vertex 10 X-coordinate {m}
, !- Vertex 10 Y-coordinate {m}
, !- Vertex 10 Z-coordinate {m}
, !- Vertex 11 X-coordinate {m}
, !- Vertex 11 Y-coordinate {m}
, !- Vertex 11 Z-coordinate {m}
, !- Vertex 12 X-coordinate {m}
, !- Vertex 12 Y-coordinate {m}
, !- Vertex 12 Z-coordinate {m}
, !- Vertex 13 X-coordinate {m}
, !- Vertex 13 Y-coordinate {m}
, !- Vertex 13 Z-coordinate {m}
, !- Vertex 14 X-coordinate {m}
, !- Vertex 14 Y-coordinate {m}
, !- Vertex 14 Z-coordinate {m}
, !- Vertex 15 X-coordinate {m}
, !- Vertex 15 Y-coordinate {m}
, !- Vertex 15 Z-coordinate {m}
, !- Vertex 16 X-coordinate {m}
, !- Vertex 16 Y-coordinate {m}
, !- Vertex 16 Z-coordinate {m}
, !- Vertex 17 X-coordinate {m}
, !- Vertex 17 Y-coordinate {m}
, !- Vertex 17 Z-coordinate {m}
, !- Vertex 18 X-coordinate {m}
, !- Vertex 18 Y-coordinate {m}
, !- Vertex 18 Z-coordinate {m}
, !- Vertex 19 X-coordinate {m}
, !- Vertex 19 Y-coordinate {m}
, !- Vertex 19 Z-coordinate {m}
, !- Vertex 20 X-coordinate {m}
, !- Vertex 20 Y-coordinate {m}
; !- Vertex 20 Z-coordinate {m}
BuildingSurface:Detailed,
M-201-ExgStorage_Srf_9, !- Name
Wall, !- Surface Type
Hole, !- Construction Name
M-201-ExgStorage Thermal Zone, !- Zone Name
Surface, !- Outside Boundary Condition
M-158-BreakRoom_Srf_4, !- Outside Boundary Condition Object
NoSun, !- Sun Exposure
NoWind, !- Wind Exposure
, !- View Factor to Ground
4, !- Number of Vertices
58.47, !- Vertex 1 X-coordinate {m}
54.437, !- Vertex 1 Y-coordinate {m}
5.715, !- Vertex 1 Z-coordinate {m}
58.47, !- Vertex 2 X-coordinate {m}
54.437, !- Vertex 2 Y-coordinate {m}
2.819, !- Vertex 2 Z-coordinate {m}
62.092, !- Vertex 3 X-coordinate {m}
54.437, !- Vertex 3 Y-coordinate {m}
2.819, !- Vertex 3 Z-coordinate {m}
62.092, !- Vertex 4 X-coordinate {m}
54.437, !- Vertex 4 Y-coordinate {m}
5.715, !- Vertex 4 Z-coordinate {m}
, !- Vertex 5 X-coordinate {m}
, !- Vertex 5 Y-coordinate {m}
, !- Vertex 5 Z-coordinate {m}
, !- Vertex 6 X-coordinate {m}
, !- Vertex 6 Y-coordinate {m}
, !- Vertex 6 Z-coordinate {m}
, !- Vertex 7 X-coordinate {m}
, !- Vertex 7 Y-coordinate {m}
, !- Vertex 7 Z-coordinate {m}
, !- Vertex 8 X-coordinate {m}
, !- Vertex 8 Y-coordinate {m}
, !- Vertex 8 Z-coordinate {m}
, !- Vertex 9 X-coordinate {m}
, !- Vertex 9 Y-coordinate {m}
, !- Vertex 9 Z-coordinate {m}
, !- Vertex 10 X-coordinate {m}
, !- Vertex 10 Y-coordinate {m}
, !- Vertex 10 Z-coordinate {m}
, !- Vertex 11 X-coordinate {m}
, !- Vertex 11 Y-coordinate {m}
, !- Vertex 11 Z-coordinate {m}
, !- Vertex 12 X-coordinate {m}
, !- Vertex 12 Y-coordinate {m}
, !- Vertex 12 Z-coordinate {m}
, !- Vertex 13 X-coordinate {m}
, !- Vertex 13 Y-coordinate {m}
, !- Vertex 13 Z-coordinate {m}
, !- Vertex 14 X-coordinate {m}
, !- Vertex 14 Y-coordinate {m}
, !- Vertex 14 Z-coordinate {m}
, !- Vertex 15 X-coordinate {m}
, !- Vertex 15 Y-coordinate {m}
, !- Vertex 15 Z-coordinate {m}
, !- Vertex 16 X-coordinate {m}
, !- Vertex 16 Y-coordinate {m}
, !- Vertex 16 Z-coordinate {m}
, !- Vertex 17 X-coordinate {m}
, !- Vertex 17 Y-coordinate {m}
, !- Vertex 17 Z-coordinate {m}
, !- Vertex 18 X-coordinate {m}
, !- Vertex 18 Y-coordinate {m}
, !- Vertex 18 Z-coordinate {m}
, !- Vertex 19 X-coordinate {m}
, !- Vertex 19 Y-coordinate {m}
, !- Vertex 19 Z-coordinate {m}
, !- Vertex 20 X-coordinate {m}
, !- Vertex 20 Y-coordinate {m}
; !- Vertex 20 Z-coordinate {m}
BuildingSurface:Detailed,
M-BakeryFreezer_Srf_0, !- Name
Floor, !- Surface Type
Hole, !- Construction Name
M-BakeryFreezer Thermal Zone, !- Zone Name
outdoors, !- Outside Boundary Condition
, !- Outside Boundary Condition Object
SunExposed, !- Sun Exposure
WindExposed, !- Wind Exposure
, !- View Factor to Ground
4, !- Number of Vertices
71.888, !- Vertex 1 X-coordinate {m}
54.704, !- Vertex 1 Y-coordinate {m}
2.819, !- Vertex 1 Z-coordinate {m}
71.888, !- Vertex 2 X-coordinate {m}
50.963, !- Vertex 2 Y-coordinate {m}
2.819, !- Vertex 2 Z-coordinate {m}
69.952, !- Vertex 3 X-coordinate {m}
50.963, !- Vertex 3 Y-coordinate {m}
2.819, !- Vertex 3 Z-coordinate {m}
69.952, !- Vertex 4 X-coordinate {m}
54.704, !- Vertex 4 Y-coordinate {m}
2.819, !- Vertex 4 Z-coordinate {m}
, !- Vertex 5 X-coordinate {m}
, !- Vertex 5 Y-coordinate {m}
, !- Vertex 5 Z-coordinate {m}
, !- Vertex 6 X-coordinate {m}
, !- Vertex 6 Y-coordinate {m}
, !- Vertex 6 Z-coordinate {m}
, !- Vertex 7 X-coordinate {m}
, !- Vertex 7 Y-coordinate {m}
, !- Vertex 7 Z-coordinate {m}
, !- Vertex 8 X-coordinate {m}
, !- Vertex 8 Y-coordinate {m}
, !- Vertex 8 Z-coordinate {m}
, !- Vertex 9 X-coordinate {m}
, !- Vertex 9 Y-coordinate {m}
, !- Vertex 9 Z-coordinate {m}
, !- Vertex 10 X-coordinate {m}
, !- Vertex 10 Y-coordinate {m}
, !- Vertex 10 Z-coordinate {m}
, !- Vertex 11 X-coordinate {m}
, !- Vertex 11 Y-coordinate {m}
, !- Vertex 11 Z-coordinate {m}
, !- Vertex 12 X-coordinate {m}
, !- Vertex 12 Y-coordinate {m}
, !- Vertex 12 Z-coordinate {m}
, !- Vertex 13 X-coordinate {m}
, !- Vertex 13 Y-coordinate {m}
, !- Vertex 13 Z-coordinate {m}
, !- Vertex 14 X-coordinate {m}
, !- Vertex 14 Y-coordinate {m}
, !- Vertex 14 Z-coordinate {m}
, !- Vertex 15 X-coordinate {m}
, !- Vertex 15 Y-coordinate {m}
, !- Vertex 15 Z-coordinate {m}
, !- Vertex 16 X-coordinate {m}
, !- Vertex 16 Y-coordinate {m}
, !- Vertex 16 Z-coordinate {m}
, !- Vertex 17 X-coordinate {m}
, !- Vertex 17 Y-coordinate {m}
, !- Vertex 17 Z-coordinate {m}
, !- Vertex 18 X-coordinate {m}
, !- Vertex 18 Y-coordinate {m}
, !- Vertex 18 Z-coordinate {m}
, !- Vertex 19 X-coordinate {m}
, !- Vertex 19 Y-coordinate {m}
, !- Vertex 19 Z-coordinate {m}
, !- Vertex 20 X-coordinate {m}
, !- Vertex 20 Y-coordinate {m}
; !- Vertex 20 Z-coordinate {m}
BuildingSurface:Detailed,
M-BakeryFreezer_Srf_1, !- Name
Wall, !- Surface Type
Hole, !- Construction Name
M-BakeryFreezer Thermal Zone, !- Zone Name
Surface, !- Outside Boundary Condition
M-164-MeatCooler_Srf_4, !- Outside Boundary Condition Object
NoSun, !- Sun Exposure
NoWind, !- Wind Exposure
, !- View Factor to Ground
4, !- Number of Vertices
71.888, !- Vertex 1 X-coordinate {m}
50.963, !- Vertex 1 Y-coordinate {m}
5.715, !- Vertex 1 Z-coordinate {m}
71.888, !- Vertex 2 X-coordinate {m}
50.963, !- Vertex 2 Y-coordinate {m}
2.819, !- Vertex 2 Z-coordinate {m}
71.888, !- Vertex 3 X-coordinate {m}
54.704, !- Vertex 3 Y-coordinate {m}
2.819, !- Vertex 3 Z-coordinate {m}
71.888, !- Vertex 4 X-coordinate {m}
54.704, !- Vertex 4 Y-coordinate {m}
5.715, !- Vertex 4 Z-coordinate {m}
, !- Vertex 5 X-coordinate {m}
, !- Vertex 5 Y-coordinate {m}
, !- Vertex 5 Z-coordinate {m}
, !- Vertex 6 X-coordinate {m}
, !- Vertex 6 Y-coordinate {m}
, !- Vertex 6 Z-coordinate {m}
, !- Vertex 7 X-coordinate {m}
, !- Vertex 7 Y-coordinate {m}
, !- Vertex 7 Z-coordinate {m}
, !- Vertex 8 X-coordinate {m}
, !- Vertex 8 Y-coordinate {m}
, !- Vertex 8 Z-coordinate {m}
, !- Vertex 9 X-coordinate {m}
, !- Vertex 9 Y-coordinate {m}
, !- Vertex 9 Z-coordinate {m}
, !- Vertex 10 X-coordinate {m}
, !- Vertex 10 Y-coordinate {m}
, !- Vertex 10 Z-coordinate {m}
, !- Vertex 11 X-coordinate {m}
, !- Vertex 11 Y-coordinate {m}
, !- Vertex 11 Z-coordinate {m}
, !- Vertex 12 X-coordinate {m}
, !- Vertex 12 Y-coordinate {m}
, !- Vertex 12 Z-coordinate {m}
, !- Vertex 13 X-coordinate {m}
, !- Vertex 13 Y-coordinate {m}
, !- Vertex 13 Z-coordinate {m}
, !- Vertex 14 X-coordinate {m}
, !- Vertex 14 Y-coordinate {m}
, !- Vertex 14 Z-coordinate {m}
, !- Vertex 15 X-coordinate {m}
, !- Vertex 15 Y-coordinate {m}
, !- Vertex 15 Z-coordinate {m}
, !- Vertex 16 X-coordinate {m}
, !- Vertex 16 Y-coordinate {m}
, !- Vertex 16 Z-coordinate {m}
, !- Vertex 17 X-coordinate {m}
, !- Vertex 17 Y-coordinate {m}
, !- Vertex 17 Z-coordinate {m}
, !- Vertex 18 X-coordinate {m}
, !- Vertex 18 Y-coordinate {m}
, !- Vertex 18 Z-coordinate {m}
, !- Vertex 19 X-coordinate {m}
, !- Vertex 19 Y-coordinate {m}
, !- Vertex 19 Z-coordinate {m}
, !- Vertex 20 X-coordinate {m}
, !- Vertex 20 Y-coordinate {m}
; !- Vertex 20 Z-coordinate {m}
BuildingSurface:Detailed,
M-BakeryFreezer_Srf_2, !- Name
Wall, !- Surface Type
Wall_Exterior, !- Construction Name
M-BakeryFreezer Thermal Zone, !- Zone Name
Outdoors, !- Outside Boundary Condition
, !- Outside Boundary Condition Object
SunExposed, !- Sun Exposure
WindExposed, !- Wind Exposure
, !- View Factor to Ground
4, !- Number of Vertices
69.952, !- Vertex 1 X-coordinate {m}
50.963, !- Vertex 1 Y-coordinate {m}
5.715, !- Vertex 1 Z-coordinate {m}
69.952, !- Vertex 2 X-coordinate {m}
50.963, !- Vertex 2 Y-coordinate {m}
2.819, !- Vertex 2 Z-coordinate {m}
71.888, !- Vertex 3 X-coordinate {m}
50.963, !- Vertex 3 Y-coordinate {m}
2.819, !- Vertex 3 Z-coordinate {m}
71.888, !- Vertex 4 X-coordinate {m}
50.963, !- Vertex 4 Y-coordinate {m}
5.715, !- Vertex 4 Z-coordinate {m}
, !- Vertex 5 X-coordinate {m}
, !- Vertex 5 Y-coordinate {m}
, !- Vertex 5 Z-coordinate {m}
, !- Vertex 6 X-coordinate {m}
, !- Vertex 6 Y-coordinate {m}
, !- Vertex 6 Z-coordinate {m}
, !- Vertex 7 X-coordinate {m}
, !- Vertex 7 Y-coordinate {m}
, !- Vertex 7 Z-coordinate {m}
, !- Vertex 8 X-coordinate {m}
, !- Vertex 8 Y-coordinate {m}
, !- Vertex 8 Z-coordinate {m}
, !- Vertex 9 X-coordinate {m}
, !- Vertex 9 Y-coordinate {m}
, !- Vertex 9 Z-coordinate {m}
, !- Vertex 10 X-coordinate {m}
, !- Vertex 10 Y-coordinate {m}
, !- Vertex 10 Z-coordinate {m}
, !- Vertex 11 X-coordinate {m}
, !- Vertex 11 Y-coordinate {m}
, !- Vertex 11 Z-coordinate {m}
, !- Vertex 12 X-coordinate {m}
, !- Vertex 12 Y-coordinate {m}
, !- Vertex 12 Z-coordinate {m}
, !- Vertex 13 X-coordinate {m}
, !- Vertex 13 Y-coordinate {m}
, !- Vertex 13 Z-coordinate {m}
, !- Vertex 14 X-coordinate {m}
, !- Vertex 14 Y-coordinate {m}
, !- Vertex 14 Z-coordinate {m}
, !- Vertex 15 X-coordinate {m}
, !- Vertex 15 Y-coordinate {m}
, !- Vertex 15 Z-coordinate {m}
, !- Vertex 16 X-coordinate {m}
, !- Vertex 16 Y-coordinate {m}
, !- Vertex 16 Z-coordinate {m}
, !- Vertex 17 X-coordinate {m}
, !- Vertex 17 Y-coordinate {m}
, !- Vertex 17 Z-coordinate {m}
, !- Vertex 18 X-coordinate {m}
, !- Vertex 18 Y-coordinate {m}
, !- Vertex 18 Z-coordinate {m}
, !- Vertex 19 X-coordinate {m}
, !- Vertex 19 Y-coordinate {m}
, !- Vertex 19 Z-coordinate {m}
, !- Vertex 20 X-coordinate {m}
, !- Vertex 20 Y-coordinate {m}
; !- Vertex 20 Z-coordinate {m}
BuildingSurface:Detailed,
M-BakeryFreezer_Srf_3, !- Name
Wall, !- Surface Type
Hole, !- Construction Name
M-BakeryFreezer Thermal Zone, !- Zone Name
Surface, !- Outside Boundary Condition
M-162-PrepRoom_Srf_3, !- Outside Boundary Condition Object
NoSun, !- Sun Exposure
NoWind, !- Wind Exposure
, !- View Factor to Ground
4, !- Number of Vertices
69.952, !- Vertex 1 X-coordinate {m}
54.704, !- Vertex 1 Y-coordinate {m}
5.715, !- Vertex 1 Z-coordinate {m}
69.952, !- Vertex 2 X-coordinate {m}
54.704, !- Vertex 2 Y-coordinate {m}
2.819, !- Vertex 2 Z-coordinate {m}
69.952, !- Vertex 3 X-coordinate {m}
50.963, !- Vertex 3 Y-coordinate {m}
2.819, !- Vertex 3 Z-coordinate {m}
69.952, !- Vertex 4 X-coordinate {m}
50.963, !- Vertex 4 Y-coordinate {m}
5.715, !- Vertex 4 Z-coordinate {m}
, !- Vertex 5 X-coordinate {m}
, !- Vertex 5 Y-coordinate {m}
, !- Vertex 5 Z-coordinate {m}
, !- Vertex 6 X-coordinate {m}
, !- Vertex 6 Y-coordinate {m}
, !- Vertex 6 Z-coordinate {m}
, !- Vertex 7 X-coordinate {m}
, !- Vertex 7 Y-coordinate {m}
, !- Vertex 7 Z-coordinate {m}
, !- Vertex 8 X-coordinate {m}
, !- Vertex 8 Y-coordinate {m}
, !- Vertex 8 Z-coordinate {m}
, !- Vertex 9 X-coordinate {m}
, !- Vertex 9 Y-coordinate {m}
, !- Vertex 9 Z-coordinate {m}
, !- Vertex 10 X-coordinate {m}
, !- Vertex 10 Y-coordinate {m}
, !- Vertex 10 Z-coordinate {m}
, !- Vertex 11 X-coordinate {m}
, !- Vertex 11 Y-coordinate {m}
, !- Vertex 11 Z-coordinate {m}
, !- Vertex 12 X-coordinate {m}
, !- Vertex 12 Y-coordinate {m}
, !- Vertex 12 Z-coordinate {m}
, !- Vertex 13 X-coordinate {m}
, !- Vertex 13 Y-coordinate {m}
, !- Vertex 13 Z-coordinate {m}
, !- Vertex 14 X-coordinate {m}
, !- Vertex 14 Y-coordinate {m}
, !- Vertex 14 Z-coordinate {m}
, !- Vertex 15 X-coordinate {m}
, !- Vertex 15 Y-coordinate {m}
, !- Vertex 15 Z-coordinate {m}
, !- Vertex 16 X-coordinate {m}
, !- Vertex 16 Y-coordinate {m}
, !- Vertex 16 Z-coordinate {m}
, !- Vertex 17 X-coordinate {m}
, !- Vertex 17 Y-coordinate {m}
, !- Vertex 17 Z-coordinate {m}
, !- Vertex 18 X-coordinate {m}
, !- Vertex 18 Y-coordinate {m}
, !- Vertex 18 Z-coordinate {m}
, !- Vertex 19 X-coordinate {m}
, !- Vertex 19 Y-coordinate {m}
, !- Vertex 19 Z-coordinate {m}
, !- Vertex 20 X-coordinate {m}
, !- Vertex 20 Y-coordinate {m}
; !- Vertex 20 Z-coordinate {m}
BuildingSurface:Detailed,
M-BakeryFreezer_Srf_4, !- Name
Wall, !- Surface Type
Hole, !- Construction Name
M-BakeryFreezer Thermal Zone, !- Zone Name
Surface, !- Outside Boundary Condition
M-162-PrepRoom_Srf_2, !- Outside Boundary Condition Object
NoSun, !- Sun Exposure
NoWind, !- Wind Exposure
, !- View Factor to Ground
4, !- Number of Vertices
71.888, !- Vertex 1 X-coordinate {m}
54.704, !- Vertex 1 Y-coordinate {m}
5.715, !- Vertex 1 Z-coordinate {m}
71.888, !- Vertex 2 X-coordinate {m}
54.704, !- Vertex 2 Y-coordinate {m}
2.819, !- Vertex 2 Z-coordinate {m}
69.952, !- Vertex 3 X-coordinate {m}
54.704, !- Vertex 3 Y-coordinate {m}
2.819, !- Vertex 3 Z-coordinate {m}
69.952, !- Vertex 4 X-coordinate {m}
54.704, !- Vertex 4 Y-coordinate {m}
5.715, !- Vertex 4 Z-coordinate {m}
, !- Vertex 5 X-coordinate {m}
, !- Vertex 5 Y-coordinate {m}
, !- Vertex 5 Z-coordinate {m}
, !- Vertex 6 X-coordinate {m}
, !- Vertex 6 Y-coordinate {m}
, !- Vertex 6 Z-coordinate {m}
, !- Vertex 7 X-coordinate {m}
, !- Vertex 7 Y-coordinate {m}
, !- Vertex 7 Z-coordinate {m}
, !- Vertex 8 X-coordinate {m}
, !- Vertex 8 Y-coordinate {m}
, !- Vertex 8 Z-coordinate {m}
, !- Vertex 9 X-coordinate {m}
, !- Vertex 9 Y-coordinate {m}
, !- Vertex 9 Z-coordinate {m}
, !- Vertex 10 X-coordinate {m}
, !- Vertex 10 Y-coordinate {m}
, !- Vertex 10 Z-coordinate {m}
, !- Vertex 11 X-coordinate {m}
, !- Vertex 11 Y-coordinate {m}
, !- Vertex 11 Z-coordinate {m}
, !- Vertex 12 X-coordinate {m}
, !- Vertex 12 Y-coordinate {m}
, !- Vertex 12 Z-coordinate {m}
, !- Vertex 13 X-coordinate {m}
, !- Vertex 13 Y-coordinate {m}
, !- Vertex 13 Z-coordinate {m}
, !- Vertex 14 X-coordinate {m}
, !- Vertex 14 Y-coordinate {m}
, !- Vertex 14 Z-coordinate {m}
, !- Vertex 15 X-coordinate {m}
, !- Vertex 15 Y-coordinate {m}
, !- Vertex 15 Z-coordinate {m}
, !- Vertex 16 X-coordinate {m}
, !- Vertex 16 Y-coordinate {m}
, !- Vertex 16 Z-coordinate {m}
, !- Vertex 17 X-coordinate {m}
, !- Vertex 17 Y-coordinate {m}
, !- Vertex 17 Z-coordinate {m}
, !- Vertex 18 X-coordinate {m}
, !- Vertex 18 Y-coordinate {m}
, !- Vertex 18 Z-coordinate {m}
, !- Vertex 19 X-coordinate {m}
, !- Vertex 19 Y-coordinate {m}
, !- Vertex 19 Z-coordinate {m}
, !- Vertex 20 X-coordinate {m}
, !- Vertex 20 Y-coordinate {m}
; !- Vertex 20 Z-coordinate {m}
BuildingSurface:Detailed,
M-BakeryFreezer_Srf_5, !- Name
Roof, !- Surface Type
Roof_BOH, !- Construction Name
M-BakeryFreezer Thermal Zone, !- Zone Name
Outdoors, !- Outside Boundary Condition
, !- Outside Boundary Condition Object
SunExposed, !- Sun Exposure
WindExposed, !- Wind Exposure
, !- View Factor to Ground
4, !- Number of Vertices
69.952, !- Vertex 1 X-coordinate {m}
54.704, !- Vertex 1 Y-coordinate {m}
5.715, !- Vertex 1 Z-coordinate {m}
69.952, !- Vertex 2 X-coordinate {m}
50.963, !- Vertex 2 Y-coordinate {m}
5.715, !- Vertex 2 Z-coordinate {m}
71.888, !- Vertex 3 X-coordinate {m}
50.963, !- Vertex 3 Y-coordinate {m}
5.715, !- Vertex 3 Z-coordinate {m}
71.888, !- Vertex 4 X-coordinate {m}
54.704, !- Vertex 4 Y-coordinate {m}
5.715, !- Vertex 4 Z-coordinate {m}
, !- Vertex 5 X-coordinate {m}
, !- Vertex 5 Y-coordinate {m}
, !- Vertex 5 Z-coordinate {m}
, !- Vertex 6 X-coordinate {m}
, !- Vertex 6 Y-coordinate {m}
, !- Vertex 6 Z-coordinate {m}
, !- Vertex 7 X-coordinate {m}
, !- Vertex 7 Y-coordinate {m}
, !- Vertex 7 Z-coordinate {m}
, !- Vertex 8 X-coordinate {m}
, !- Vertex 8 Y-coordinate {m}
, !- Vertex 8 Z-coordinate {m}
, !- Vertex 9 X-coordinate {m}
, !- Vertex 9 Y-coordinate {m}
, !- Vertex 9 Z-coordinate {m}
, !- Vertex 10 X-coordinate {m}
, !- Vertex 10 Y-coordinate {m}
, !- Vertex 10 Z-coordinate {m}
, !- Vertex 11 X-coordinate {m}
, !- Vertex 11 Y-coordinate {m}
, !- Vertex 11 Z-coordinate {m}
, !- Vertex 12 X-coordinate {m}
, !- Vertex 12 Y-coordinate {m}
, !- Vertex 12 Z-coordinate {m}
, !- Vertex 13 X-coordinate {m}
, !- Vertex 13 Y-coordinate {m}
, !- Vertex 13 Z-coordinate {m}
, !- Vertex 14 X-coordinate {m}
, !- Vertex 14 Y-coordinate {m}
, !- Vertex 14 Z-coordinate {m}
, !- Vertex 15 X-coordinate {m}
, !- Vertex 15 Y-coordinate {m}
, !- Vertex 15 Z-coordinate {m}
, !- Vertex 16 X-coordinate {m}
, !- Vertex 16 Y-coordinate {m}
, !- Vertex 16 Z-coordinate {m}
, !- Vertex 17 X-coordinate {m}
, !- Vertex 17 Y-coordinate {m}
, !- Vertex 17 Z-coordinate {m}
, !- Vertex 18 X-coordinate {m}
, !- Vertex 18 Y-coordinate {m}
, !- Vertex 18 Z-coordinate {m}
, !- Vertex 19 X-coordinate {m}
, !- Vertex 19 Y-coordinate {m}
, !- Vertex 19 Z-coordinate {m}
, !- Vertex 20 X-coordinate {m}
, !- Vertex 20 Y-coordinate {m}
; !- Vertex 20 Z-coordinate {m}
BuildingSurface:Detailed,
M-ExgWomen_Srf_0, !- Name
Floor, !- Surface Type
Hole, !- Construction Name
M-ExgWomen Thermal Zone, !- Zone Name
outdoors, !- Outside Boundary Condition
, !- Outside Boundary Condition Object
SunExposed, !- Sun Exposure
WindExposed, !- Wind Exposure
, !- View Factor to Ground
4, !- Number of Vertices
66.751, !- Vertex 1 X-coordinate {m}
52.829, !- Vertex 1 Y-coordinate {m}
2.819, !- Vertex 1 Z-coordinate {m}
66.751, !- Vertex 2 X-coordinate {m}
50.963, !- Vertex 2 Y-coordinate {m}
2.819, !- Vertex 2 Z-coordinate {m}
62.092, !- Vertex 3 X-coordinate {m}
50.963, !- Vertex 3 Y-coordinate {m}
2.819, !- Vertex 3 Z-coordinate {m}
62.092, !- Vertex 4 X-coordinate {m}
52.829, !- Vertex 4 Y-coordinate {m}
2.819, !- Vertex 4 Z-coordinate {m}
, !- Vertex 5 X-coordinate {m}
, !- Vertex 5 Y-coordinate {m}
, !- Vertex 5 Z-coordinate {m}
, !- Vertex 6 X-coordinate {m}
, !- Vertex 6 Y-coordinate {m}
, !- Vertex 6 Z-coordinate {m}
, !- Vertex 7 X-coordinate {m}
, !- Vertex 7 Y-coordinate {m}
, !- Vertex 7 Z-coordinate {m}
, !- Vertex 8 X-coordinate {m}
, !- Vertex 8 Y-coordinate {m}
, !- Vertex 8 Z-coordinate {m}
, !- Vertex 9 X-coordinate {m}
, !- Vertex 9 Y-coordinate {m}
, !- Vertex 9 Z-coordinate {m}
, !- Vertex 10 X-coordinate {m}
, !- Vertex 10 Y-coordinate {m}
, !- Vertex 10 Z-coordinate {m}
, !- Vertex 11 X-coordinate {m}
, !- Vertex 11 Y-coordinate {m}
, !- Vertex 11 Z-coordinate {m}
, !- Vertex 12 X-coordinate {m}
, !- Vertex 12 Y-coordinate {m}
, !- Vertex 12 Z-coordinate {m}
, !- Vertex 13 X-coordinate {m}
, !- Vertex 13 Y-coordinate {m}
, !- Vertex 13 Z-coordinate {m}
, !- Vertex 14 X-coordinate {m}
, !- Vertex 14 Y-coordinate {m}
, !- Vertex 14 Z-coordinate {m}
, !- Vertex 15 X-coordinate {m}
, !- Vertex 15 Y-coordinate {m}
, !- Vertex 15 Z-coordinate {m}
, !- Vertex 16 X-coordinate {m}
, !- Vertex 16 Y-coordinate {m}
, !- Vertex 16 Z-coordinate {m}
, !- Vertex 17 X-coordinate {m}
, !- Vertex 17 Y-coordinate {m}
, !- Vertex 17 Z-coordinate {m}
, !- Vertex 18 X-coordinate {m}
, !- Vertex 18 Y-coordinate {m}
, !- Vertex 18 Z-coordinate {m}
, !- Vertex 19 X-coordinate {m}
, !- Vertex 19 Y-coordinate {m}
, !- Vertex 19 Z-coordinate {m}
, !- Vertex 20 X-coordinate {m}
, !- Vertex 20 Y-coordinate {m}
; !- Vertex 20 Z-coordinate {m}
BuildingSurface:Detailed,
M-ExgWomen_Srf_1, !- Name
Wall, !- Surface Type
Wall_Exterior, !- Construction Name
M-ExgWomen Thermal Zone, !- Zone Name
Outdoors, !- Outside Boundary Condition
, !- Outside Boundary Condition Object
SunExposed, !- Sun Exposure
WindExposed, !- Wind Exposure
, !- View Factor to Ground
4, !- Number of Vertices
66.751, !- Vertex 1 X-coordinate {m}
52.829, !- Vertex 1 Y-coordinate {m}
5.715, !- Vertex 1 Z-coordinate {m}
66.751, !- Vertex 2 X-coordinate {m}
52.829, !- Vertex 2 Y-coordinate {m}
2.819, !- Vertex 2 Z-coordinate {m}
62.092, !- Vertex 3 X-coordinate {m}
52.829, !- Vertex 3 Y-coordinate {m}
2.819, !- Vertex 3 Z-coordinate {m}
62.092, !- Vertex 4 X-coordinate {m}
52.829, !- Vertex 4 Y-coordinate {m}
5.715, !- Vertex 4 Z-coordinate {m}
, !- Vertex 5 X-coordinate {m}
, !- Vertex 5 Y-coordinate {m}
, !- Vertex 5 Z-coordinate {m}
, !- Vertex 6 X-coordinate {m}
, !- Vertex 6 Y-coordinate {m}
, !- Vertex 6 Z-coordinate {m}
, !- Vertex 7 X-coordinate {m}
, !- Vertex 7 Y-coordinate {m}
, !- Vertex 7 Z-coordinate {m}
, !- Vertex 8 X-coordinate {m}
, !- Vertex 8 Y-coordinate {m}
, !- Vertex 8 Z-coordinate {m}
, !- Vertex 9 X-coordinate {m}
, !- Vertex 9 Y-coordinate {m}
, !- Vertex 9 Z-coordinate {m}
, !- Vertex 10 X-coordinate {m}
, !- Vertex 10 Y-coordinate {m}
, !- Vertex 10 Z-coordinate {m}
, !- Vertex 11 X-coordinate {m}
, !- Vertex 11 Y-coordinate {m}
, !- Vertex 11 Z-coordinate {m}
, !- Vertex 12 X-coordinate {m}
, !- Vertex 12 Y-coordinate {m}
, !- Vertex 12 Z-coordinate {m}
, !- Vertex 13 X-coordinate {m}
, !- Vertex 13 Y-coordinate {m}
, !- Vertex 13 Z-coordinate {m}
, !- Vertex 14 X-coordinate {m}
, !- Vertex 14 Y-coordinate {m}
, !- Vertex 14 Z-coordinate {m}
, !- Vertex 15 X-coordinate {m}
, !- Vertex 15 Y-coordinate {m}
, !- Vertex 15 Z-coordinate {m}
, !- Vertex 16 X-coordinate {m}
, !- Vertex 16 Y-coordinate {m}
, !- Vertex 16 Z-coordinate {m}
, !- Vertex 17 X-coordinate {m}
, !- Vertex 17 Y-coordinate {m}
, !- Vertex 17 Z-coordinate {m}
, !- Vertex 18 X-coordinate {m}
, !- Vertex 18 Y-coordinate {m}
, !- Vertex 18 Z-coordinate {m}
, !- Vertex 19 X-coordinate {m}
, !- Vertex 19 Y-coordinate {m}
, !- Vertex 19 Z-coordinate {m}
, !- Vertex 20 X-coordinate {m}
, !- Vertex 20 Y-coordinate {m}
; !- Vertex 20 Z-coordinate {m}
BuildingSurface:Detailed,
M-ExgWomen_Srf_2, !- Name
Wall, !- Surface Type
Hole, !- Construction Name
M-ExgWomen Thermal Zone, !- Zone Name
Surface, !- Outside Boundary Condition
M-162-PrepRoom_Srf_5, !- Outside Boundary Condition Object
NoSun, !- Sun Exposure
NoWind, !- Wind Exposure
, !- View Factor to Ground
4, !- Number of Vertices
66.751, !- Vertex 1 X-coordinate {m}
50.963, !- Vertex 1 Y-coordinate {m}
5.715, !- Vertex 1 Z-coordinate {m}
66.751, !- Vertex 2 X-coordinate {m}
50.963, !- Vertex 2 Y-coordinate {m}
2.819, !- Vertex 2 Z-coordinate {m}
66.751, !- Vertex 3 X-coordinate {m}
52.829, !- Vertex 3 Y-coordinate {m}
2.819, !- Vertex 3 Z-coordinate {m}
66.751, !- Vertex 4 X-coordinate {m}
52.829, !- Vertex 4 Y-coordinate {m}
5.715, !- Vertex 4 Z-coordinate {m}
, !- Vertex 5 X-coordinate {m}
, !- Vertex 5 Y-coordinate {m}
, !- Vertex 5 Z-coordinate {m}
, !- Vertex 6 X-coordinate {m}
, !- Vertex 6 Y-coordinate {m}
, !- Vertex 6 Z-coordinate {m}
, !- Vertex 7 X-coordinate {m}
, !- Vertex 7 Y-coordinate {m}
, !- Vertex 7 Z-coordinate {m}
, !- Vertex 8 X-coordinate {m}
, !- Vertex 8 Y-coordinate {m}
, !- Vertex 8 Z-coordinate {m}
, !- Vertex 9 X-coordinate {m}
, !- Vertex 9 Y-coordinate {m}
, !- Vertex 9 Z-coordinate {m}
, !- Vertex 10 X-coordinate {m}
, !- Vertex 10 Y-coordinate {m}
, !- Vertex 10 Z-coordinate {m}
, !- Vertex 11 X-coordinate {m}
, !- Vertex 11 Y-coordinate {m}
, !- Vertex 11 Z-coordinate {m}
, !- Vertex 12 X-coordinate {m}
, !- Vertex 12 Y-coordinate {m}
, !- Vertex 12 Z-coordinate {m}
, !- Vertex 13 X-coordinate {m}
, !- Vertex 13 Y-coordinate {m}
, !- Vertex 13 Z-coordinate {m}
, !- Vertex 14 X-coordinate {m}
, !- Vertex 14 Y-coordinate {m}
, !- Vertex 14 Z-coordinate {m}
, !- Vertex 15 X-coordinate {m}
, !- Vertex 15 Y-coordinate {m}
, !- Vertex 15 Z-coordinate {m}
, !- Vertex 16 X-coordinate {m}
, !- Vertex 16 Y-coordinate {m}
, !- Vertex 16 Z-coordinate {m}
, !- Vertex 17 X-coordinate {m}
, !- Vertex 17 Y-coordinate {m}
, !- Vertex 17 Z-coordinate {m}
, !- Vertex 18 X-coordinate {m}
, !- Vertex 18 Y-coordinate {m}
, !- Vertex 18 Z-coordinate {m}
, !- Vertex 19 X-coordinate {m}
, !- Vertex 19 Y-coordinate {m}
, !- Vertex 19 Z-coordinate {m}
, !- Vertex 20 X-coordinate {m}
, !- Vertex 20 Y-coordinate {m}
; !- Vertex 20 Z-coordinate {m}
BuildingSurface:Detailed,
M-ExgWomen_Srf_3, !- Name
Wall, !- Surface Type
Wall_Exterior, !- Construction Name
M-ExgWomen Thermal Zone, !- Zone Name
Outdoors, !- Outside Boundary Condition
, !- Outside Boundary Condition Object
SunExposed, !- Sun Exposure
WindExposed, !- Wind Exposure
, !- View Factor to Ground
4, !- Number of Vertices
62.092, !- Vertex 1 X-coordinate {m}
50.963, !- Vertex 1 Y-coordinate {m}
5.715, !- Vertex 1 Z-coordinate {m}
62.092, !- Vertex 2 X-coordinate {m}
50.963, !- Vertex 2 Y-coordinate {m}
2.819, !- Vertex 2 Z-coordinate {m}
66.751, !- Vertex 3 X-coordinate {m}
50.963, !- Vertex 3 Y-coordinate {m}
2.819, !- Vertex 3 Z-coordinate {m}
66.751, !- Vertex 4 X-coordinate {m}
50.963, !- Vertex 4 Y-coordinate {m}
5.715, !- Vertex 4 Z-coordinate {m}
, !- Vertex 5 X-coordinate {m}
, !- Vertex 5 Y-coordinate {m}
, !- Vertex 5 Z-coordinate {m}
, !- Vertex 6 X-coordinate {m}
, !- Vertex 6 Y-coordinate {m}
, !- Vertex 6 Z-coordinate {m}
, !- Vertex 7 X-coordinate {m}
, !- Vertex 7 Y-coordinate {m}
, !- Vertex 7 Z-coordinate {m}
, !- Vertex 8 X-coordinate {m}
, !- Vertex 8 Y-coordinate {m}
, !- Vertex 8 Z-coordinate {m}
, !- Vertex 9 X-coordinate {m}
, !- Vertex 9 Y-coordinate {m}
, !- Vertex 9 Z-coordinate {m}
, !- Vertex 10 X-coordinate {m}
, !- Vertex 10 Y-coordinate {m}
, !- Vertex 10 Z-coordinate {m}
, !- Vertex 11 X-coordinate {m}
, !- Vertex 11 Y-coordinate {m}
, !- Vertex 11 Z-coordinate {m}
, !- Vertex 12 X-coordinate {m}
, !- Vertex 12 Y-coordinate {m}
, !- Vertex 12 Z-coordinate {m}
, !- Vertex 13 X-coordinate {m}
, !- Vertex 13 Y-coordinate {m}
, !- Vertex 13 Z-coordinate {m}
, !- Vertex 14 X-coordinate {m}
, !- Vertex 14 Y-coordinate {m}
, !- Vertex 14 Z-coordinate {m}
, !- Vertex 15 X-coordinate {m}
, !- Vertex 15 Y-coordinate {m}
, !- Vertex 15 Z-coordinate {m}
, !- Vertex 16 X-coordinate {m}
, !- Vertex 16 Y-coordinate {m}
, !- Vertex 16 Z-coordinate {m}
, !- Vertex 17 X-coordinate {m}
, !- Vertex 17 Y-coordinate {m}
, !- Vertex 17 Z-coordinate {m}
, !- Vertex 18 X-coordinate {m}
, !- Vertex 18 Y-coordinate {m}
, !- Vertex 18 Z-coordinate {m}
, !- Vertex 19 X-coordinate {m}
, !- Vertex 19 Y-coordinate {m}
, !- Vertex 19 Z-coordinate {m}
, !- Vertex 20 X-coordinate {m}
, !- Vertex 20 Y-coordinate {m}
; !- Vertex 20 Z-coordinate {m}
BuildingSurface:Detailed,
M-ExgWomen_Srf_4, !- Name
Wall, !- Surface Type
Hole, !- Construction Name
M-ExgWomen Thermal Zone, !- Zone Name
Surface, !- Outside Boundary Condition
M-158-BreakRoom_Srf_1, !- Outside Boundary Condition Object
NoSun, !- Sun Exposure
NoWind, !- Wind Exposure
, !- View Factor to Ground
4, !- Number of Vertices
62.092, !- Vertex 1 X-coordinate {m}
52.829, !- Vertex 1 Y-coordinate {m}
5.715, !- Vertex 1 Z-coordinate {m}
62.092, !- Vertex 2 X-coordinate {m}
52.829, !- Vertex 2 Y-coordinate {m}
2.819, !- Vertex 2 Z-coordinate {m}
62.092, !- Vertex 3 X-coordinate {m}
50.963, !- Vertex 3 Y-coordinate {m}
2.819, !- Vertex 3 Z-coordinate {m}
62.092, !- Vertex 4 X-coordinate {m}
50.963, !- Vertex 4 Y-coordinate {m}
5.715, !- Vertex 4 Z-coordinate {m}
, !- Vertex 5 X-coordinate {m}
, !- Vertex 5 Y-coordinate {m}
, !- Vertex 5 Z-coordinate {m}
, !- Vertex 6 X-coordinate {m}
, !- Vertex 6 Y-coordinate {m}
, !- Vertex 6 Z-coordinate {m}
, !- Vertex 7 X-coordinate {m}
, !- Vertex 7 Y-coordinate {m}
, !- Vertex 7 Z-coordinate {m}
, !- Vertex 8 X-coordinate {m}
, !- Vertex 8 Y-coordinate {m}
, !- Vertex 8 Z-coordinate {m}
, !- Vertex 9 X-coordinate {m}
, !- Vertex 9 Y-coordinate {m}
, !- Vertex 9 Z-coordinate {m}
, !- Vertex 10 X-coordinate {m}
, !- Vertex 10 Y-coordinate {m}
, !- Vertex 10 Z-coordinate {m}
, !- Vertex 11 X-coordinate {m}
, !- Vertex 11 Y-coordinate {m}
, !- Vertex 11 Z-coordinate {m}
, !- Vertex 12 X-coordinate {m}
, !- Vertex 12 Y-coordinate {m}
, !- Vertex 12 Z-coordinate {m}
, !- Vertex 13 X-coordinate {m}
, !- Vertex 13 Y-coordinate {m}
, !- Vertex 13 Z-coordinate {m}
, !- Vertex 14 X-coordinate {m}
, !- Vertex 14 Y-coordinate {m}
, !- Vertex 14 Z-coordinate {m}
, !- Vertex 15 X-coordinate {m}
, !- Vertex 15 Y-coordinate {m}
, !- Vertex 15 Z-coordinate {m}
, !- Vertex 16 X-coordinate {m}
, !- Vertex 16 Y-coordinate {m}
, !- Vertex 16 Z-coordinate {m}
, !- Vertex 17 X-coordinate {m}
, !- Vertex 17 Y-coordinate {m}
, !- Vertex 17 Z-coordinate {m}
, !- Vertex 18 X-coordinate {m}
, !- Vertex 18 Y-coordinate {m}
, !- Vertex 18 Z-coordinate {m}
, !- Vertex 19 X-coordinate {m}
, !- Vertex 19 Y-coordinate {m}
, !- Vertex 19 Z-coordinate {m}
, !- Vertex 20 X-coordinate {m}
, !- Vertex 20 Y-coordinate {m}
; !- Vertex 20 Z-coordinate {m}
BuildingSurface:Detailed,
M-ExgWomen_Srf_5, !- Name
Roof, !- Surface Type
Roof_BOH, !- Construction Name
M-ExgWomen Thermal Zone, !- Zone Name
Outdoors, !- Outside Boundary Condition
, !- Outside Boundary Condition Object
SunExposed, !- Sun Exposure
WindExposed, !- Wind Exposure
, !- View Factor to Ground
4, !- Number of Vertices
62.092, !- Vertex 1 X-coordinate {m}
52.829, !- Vertex 1 Y-coordinate {m}
5.715, !- Vertex 1 Z-coordinate {m}
62.092, !- Vertex 2 X-coordinate {m}
50.963, !- Vertex 2 Y-coordinate {m}
5.715, !- Vertex 2 Z-coordinate {m}
66.751, !- Vertex 3 X-coordinate {m}
50.963, !- Vertex 3 Y-coordinate {m}
5.715, !- Vertex 3 Z-coordinate {m}
66.751, !- Vertex 4 X-coordinate {m}
52.829, !- Vertex 4 Y-coordinate {m}
5.715, !- Vertex 4 Z-coordinate {m}
, !- Vertex 5 X-coordinate {m}
, !- Vertex 5 Y-coordinate {m}
, !- Vertex 5 Z-coordinate {m}
, !- Vertex 6 X-coordinate {m}
, !- Vertex 6 Y-coordinate {m}
, !- Vertex 6 Z-coordinate {m}
, !- Vertex 7 X-coordinate {m}
, !- Vertex 7 Y-coordinate {m}
, !- Vertex 7 Z-coordinate {m}
, !- Vertex 8 X-coordinate {m}
, !- Vertex 8 Y-coordinate {m}
, !- Vertex 8 Z-coordinate {m}
, !- Vertex 9 X-coordinate {m}
, !- Vertex 9 Y-coordinate {m}
, !- Vertex 9 Z-coordinate {m}
, !- Vertex 10 X-coordinate {m}
, !- Vertex 10 Y-coordinate {m}
, !- Vertex 10 Z-coordinate {m}
, !- Vertex 11 X-coordinate {m}
, !- Vertex 11 Y-coordinate {m}
, !- Vertex 11 Z-coordinate {m}
, !- Vertex 12 X-coordinate {m}
, !- Vertex 12 Y-coordinate {m}
, !- Vertex 12 Z-coordinate {m}
, !- Vertex 13 X-coordinate {m}
, !- Vertex 13 Y-coordinate {m}
, !- Vertex 13 Z-coordinate {m}
, !- Vertex 14 X-coordinate {m}
, !- Vertex 14 Y-coordinate {m}
, !- Vertex 14 Z-coordinate {m}
, !- Vertex 15 X-coordinate {m}
, !- Vertex 15 Y-coordinate {m}
, !- Vertex 15 Z-coordinate {m}
, !- Vertex 16 X-coordinate {m}
, !- Vertex 16 Y-coordinate {m}
, !- Vertex 16 Z-coordinate {m}
, !- Vertex 17 X-coordinate {m}
, !- Vertex 17 Y-coordinate {m}
, !- Vertex 17 Z-coordinate {m}
, !- Vertex 18 X-coordinate {m}
, !- Vertex 18 Y-coordinate {m}
, !- Vertex 18 Z-coordinate {m}
, !- Vertex 19 X-coordinate {m}
, !- Vertex 19 Y-coordinate {m}
, !- Vertex 19 Z-coordinate {m}
, !- Vertex 20 X-coordinate {m}
, !- Vertex 20 Y-coordinate {m}
; !- Vertex 20 Z-coordinate {m}
!- =========== ALL OBJECTS IN CLASS: FENESTRATIONSURFACE:DETAILED ===========
FenestrationSurface:Detailed,
L1S2_Windows, !- Name
Window, !- Surface Type
Glass, !- Construction Name
L1S2-Checkout_Srf_8, !- Building Surface Name
, !- Outside Boundary Condition Object
, !- View Factor to Ground
, !- Shading Control Name
, !- Frame and Divider Name
1, !- Multiplier
4, !- Number of Vertices
52.802, !- Vertex 1 X-coordinate {m}
25.878, !- Vertex 1 Y-coordinate {m}
4.039, !- Vertex 1 Z-coordinate {m}
52.802, !- Vertex 2 X-coordinate {m}
25.878, !- Vertex 2 Y-coordinate {m}
2.819, !- Vertex 2 Z-coordinate {m}
62.556, !- Vertex 3 X-coordinate {m}
25.878, !- Vertex 3 Y-coordinate {m}
2.819, !- Vertex 3 Z-coordinate {m}
62.556, !- Vertex 4 X-coordinate {m}
25.878, !- Vertex 4 Y-coordinate {m}
4.039; !- Vertex 4 Z-coordinate {m}
FenestrationSurface:Detailed,
L1S1_Windows, !- Name
Window, !- Surface Type
Glass, !- Construction Name
L1S1-Checkout_Srf_7, !- Building Surface Name
, !- Outside Boundary Condition Object
, !- View Factor to Ground
, !- Shading Control Name
, !- Frame and Divider Name
1, !- Multiplier
4, !- Number of Vertices
52.192, !- Vertex 1 X-coordinate {m}
25.878, !- Vertex 1 Y-coordinate {m}
2.591, !- Vertex 1 Z-coordinate {m}
52.192, !- Vertex 2 X-coordinate {m}
25.878, !- Vertex 2 Y-coordinate {m}
2.134, !- Vertex 2 Z-coordinate {m}
71.157, !- Vertex 3 X-coordinate {m}
25.878, !- Vertex 3 Y-coordinate {m}
2.134, !- Vertex 3 Z-coordinate {m}
71.157, !- Vertex 4 X-coordinate {m}
25.878, !- Vertex 4 Y-coordinate {m}
2.591; !- Vertex 4 Z-coordinate {m}
FenestrationSurface:Detailed,
L1_Windows1, !- Name
Window, !- Surface Type
Glass, !- Construction Name
L1-101-EntranceExit_Srf_1, !- Building Surface Name
, !- Outside Boundary Condition Object
, !- View Factor to Ground
, !- Shading Control Name
, !- Frame and Divider Name
1, !- Multiplier
4, !- Number of Vertices
53.716, !- Vertex 1 X-coordinate {m}
25.878, !- Vertex 1 Y-coordinate {m}
1.981, !- Vertex 1 Z-coordinate {m}
53.716, !- Vertex 2 X-coordinate {m}
25.878, !- Vertex 2 Y-coordinate {m}
0, !- Vertex 2 Z-coordinate {m}
56.383, !- Vertex 3 X-coordinate {m}
25.878, !- Vertex 3 Y-coordinate {m}
0, !- Vertex 3 Z-coordinate {m}
56.383, !- Vertex 4 X-coordinate {m}
25.878, !- Vertex 4 Y-coordinate {m}
1.981; !- Vertex 4 Z-coordinate {m}
FenestrationSurface:Detailed,
L1_Windows2, !- Name
Window, !- Surface Type
Glass, !- Construction Name
L1-102-CheckoutBagging_srf_4, !- Building Surface Name
, !- Outside Boundary Condition Object
, !- View Factor to Ground
, !- Shading Control Name
, !- Frame and Divider Name
1, !- Multiplier
4, !- Number of Vertices
57.059, !- Vertex 1 X-coordinate {m}
25.878, !- Vertex 1 Y-coordinate {m}
1.981, !- Vertex 1 Z-coordinate {m}
57.059, !- Vertex 2 X-coordinate {m}
25.878, !- Vertex 2 Y-coordinate {m}
0, !- Vertex 2 Z-coordinate {m}
67.193, !- Vertex 3 X-coordinate {m}
25.878, !- Vertex 3 Y-coordinate {m}
0, !- Vertex 3 Z-coordinate {m}
67.193, !- Vertex 4 X-coordinate {m}
25.878, !- Vertex 4 Y-coordinate {m}
1.981; !- Vertex 4 Z-coordinate {m}
FenestrationSurface:Detailed,
L1_Windows3, !- Name
Window, !- Surface Type
Glass, !- Construction Name
L1-102-Exit_Srf_3, !- Building Surface Name
, !- Outside Boundary Condition Object
, !- View Factor to Ground
, !- Shading Control Name
, !- Frame and Divider Name
1, !- Multiplier
4, !- Number of Vertices
69.19, !- Vertex 1 X-coordinate {m}
25.878, !- Vertex 1 Y-coordinate {m}
1.981, !- Vertex 1 Z-coordinate {m}
69.19, !- Vertex 2 X-coordinate {m}
25.878, !- Vertex 2 Y-coordinate {m}
0, !- Vertex 2 Z-coordinate {m}
71.095, !- Vertex 3 X-coordinate {m}
25.878, !- Vertex 3 Y-coordinate {m}
0, !- Vertex 3 Z-coordinate {m}
71.095, !- Vertex 4 X-coordinate {m}
25.878, !- Vertex 4 Y-coordinate {m}
1.981; !- Vertex 4 Z-coordinate {m}
FenestrationSurface:Detailed,
Skylight 1, !- Name
Window, !- Surface Type
Glass, !- Construction Name
L1S2-AislesEast_Srf_8, !- Building Surface Name
, !- Outside Boundary Condition Object
, !- View Factor to Ground
, !- Shading Control Name
, !- Frame and Divider Name
1, !- Multiplier
4, !- Number of Vertices
53.608, !- Vertex 1 X-coordinate {m}
33.193, !- Vertex 1 Y-coordinate {m}
4.969, !- Vertex 1 Z-coordinate {m}
53.005, !- Vertex 2 X-coordinate {m}
33.193, !- Vertex 2 Y-coordinate {m}
4.885, !- Vertex 2 Z-coordinate {m}
53.005, !- Vertex 3 X-coordinate {m}
32.583, !- Vertex 3 Y-coordinate {m}
4.885, !- Vertex 3 Z-coordinate {m}
53.608, !- Vertex 4 X-coordinate {m}
32.583, !- Vertex 4 Y-coordinate {m}
4.969; !- Vertex 4 Z-coordinate {m}
FenestrationSurface:Detailed,
Skylight 2, !- Name
Window, !- Surface Type
Glass, !- Construction Name
L1S2-AislesEast_Srf_8, !- Building Surface Name
, !- Outside Boundary Condition Object
, !- View Factor to Ground
, !- Shading Control Name
, !- Frame and Divider Name
1, !- Multiplier
4, !- Number of Vertices
53.608, !- Vertex 1 X-coordinate {m}
39.594, !- Vertex 1 Y-coordinate {m}
4.969, !- Vertex 1 Z-coordinate {m}
53.005, !- Vertex 2 X-coordinate {m}
39.594, !- Vertex 2 Y-coordinate {m}
4.885, !- Vertex 2 Z-coordinate {m}
53.005, !- Vertex 3 X-coordinate {m}
38.984, !- Vertex 3 Y-coordinate {m}
4.885, !- Vertex 3 Z-coordinate {m}
53.608, !- Vertex 4 X-coordinate {m}
38.984, !- Vertex 4 Y-coordinate {m}
4.969; !- Vertex 4 Z-coordinate {m}
FenestrationSurface:Detailed,
Skylight 3, !- Name
Window, !- Surface Type
Glass, !- Construction Name
L1S2-AislesEast_Srf_8, !- Building Surface Name
, !- Outside Boundary Condition Object
, !- View Factor to Ground
, !- Shading Control Name
, !- Frame and Divider Name
1, !- Multiplier
4, !- Number of Vertices
53.608, !- Vertex 1 X-coordinate {m}
45.994, !- Vertex 1 Y-coordinate {m}
4.969, !- Vertex 1 Z-coordinate {m}
53.005, !- Vertex 2 X-coordinate {m}
45.994, !- Vertex 2 Y-coordinate {m}
4.885, !- Vertex 2 Z-coordinate {m}
53.005, !- Vertex 3 X-coordinate {m}
45.385, !- Vertex 3 Y-coordinate {m}
4.885, !- Vertex 3 Z-coordinate {m}
53.608, !- Vertex 4 X-coordinate {m}
45.385, !- Vertex 4 Y-coordinate {m}
4.969; !- Vertex 4 Z-coordinate {m}
FenestrationSurface:Detailed,
Skylight 4, !- Name
Window, !- Surface Type
Glass, !- Construction Name
L1S2-AislesEast_Srf_7, !- Building Surface Name
, !- Outside Boundary Condition Object
, !- View Factor to Ground
, !- Shading Control Name
, !- Frame and Divider Name
1, !- Multiplier
4, !- Number of Vertices
64.381, !- Vertex 1 X-coordinate {m}
45.781, !- Vertex 1 Y-coordinate {m}
4.956, !- Vertex 1 Z-coordinate {m}
64.984, !- Vertex 2 X-coordinate {m}
45.781, !- Vertex 2 Y-coordinate {m}
4.872, !- Vertex 2 Z-coordinate {m}
64.984, !- Vertex 3 X-coordinate {m}
46.391, !- Vertex 3 Y-coordinate {m}
4.872, !- Vertex 3 Z-coordinate {m}
64.381, !- Vertex 4 X-coordinate {m}
46.391, !- Vertex 4 Y-coordinate {m}
4.956; !- Vertex 4 Z-coordinate {m}
FenestrationSurface:Detailed,
Skylight 5, !- Name
Window, !- Surface Type
Glass, !- Construction Name
L1S2-AislesEast_Srf_7, !- Building Surface Name
, !- Outside Boundary Condition Object
, !- View Factor to Ground
, !- Shading Control Name
, !- Frame and Divider Name
1, !- Multiplier
4, !- Number of Vertices
64.381, !- Vertex 1 X-coordinate {m}
39.38, !- Vertex 1 Y-coordinate {m}
4.956, !- Vertex 1 Z-coordinate {m}
64.984, !- Vertex 2 X-coordinate {m}
39.38, !- Vertex 2 Y-coordinate {m}
4.872, !- Vertex 2 Z-coordinate {m}
64.984, !- Vertex 3 X-coordinate {m}
39.99, !- Vertex 3 Y-coordinate {m}
4.872, !- Vertex 3 Z-coordinate {m}
64.381, !- Vertex 4 X-coordinate {m}
39.99, !- Vertex 4 Y-coordinate {m}
4.956; !- Vertex 4 Z-coordinate {m}
FenestrationSurface:Detailed,
Skylight 6, !- Name
Window, !- Surface Type
Glass, !- Construction Name
L1S2-AislesEast_Srf_7, !- Building Surface Name
, !- Outside Boundary Condition Object
, !- View Factor to Ground
, !- Shading Control Name
, !- Frame and Divider Name
1, !- Multiplier
4, !- Number of Vertices
64.381, !- Vertex 1 X-coordinate {m}
32.979, !- Vertex 1 Y-coordinate {m}
4.956, !- Vertex 1 Z-coordinate {m}
64.984, !- Vertex 2 X-coordinate {m}
32.979, !- Vertex 2 Y-coordinate {m}
4.872, !- Vertex 2 Z-coordinate {m}
64.984, !- Vertex 3 X-coordinate {m}
33.589, !- Vertex 3 Y-coordinate {m}
4.872, !- Vertex 3 Z-coordinate {m}
64.381, !- Vertex 4 X-coordinate {m}
33.589, !- Vertex 4 Y-coordinate {m}
4.956; !- Vertex 4 Z-coordinate {m}
!- =========== ALL OBJECTS IN CLASS: SHADING:BUILDING:DETAILED ===========
Shading:Building:Detailed,
shdSrf_0_0_72a5ef2a-73a7-4162-9c31-fac3cc83eb51_0, !- Name
, !- Transmittance Schedule Name
4, !- Number of Vertices
150.3, !- Vertex 1 X-coordinate {m}
61.78296, !- Vertex 1 Y-coordinate {m}
0, !- Vertex 1 Z-coordinate {m}
150.3, !- Vertex 2 X-coordinate {m}
40, !- Vertex 2 Y-coordinate {m}
0, !- Vertex 2 Z-coordinate {m}
82.6, !- Vertex 3 X-coordinate {m}
40, !- Vertex 3 Y-coordinate {m}
0, !- Vertex 3 Z-coordinate {m}
82.6, !- Vertex 4 X-coordinate {m}
61.78296, !- Vertex 4 Y-coordinate {m}
0; !- Vertex 4 Z-coordinate {m}
Shading:Building:Detailed,
shdSrf_0_1_25cd6946-3b73-454b-b006-f32df2ba2361_0, !- Name
, !- Transmittance Schedule Name
4, !- Number of Vertices
82.6, !- Vertex 1 X-coordinate {m}
61.78296, !- Vertex 1 Y-coordinate {m}
15.24, !- Vertex 1 Z-coordinate {m}
82.6, !- Vertex 2 X-coordinate {m}
61.78296, !- Vertex 2 Y-coordinate {m}
0, !- Vertex 2 Z-coordinate {m}
82.6, !- Vertex 3 X-coordinate {m}
40, !- Vertex 3 Y-coordinate {m}
0, !- Vertex 3 Z-coordinate {m}
82.6, !- Vertex 4 X-coordinate {m}
40, !- Vertex 4 Y-coordinate {m}
15.24; !- Vertex 4 Z-coordinate {m}
Shading:Building:Detailed,
shdSrf_0_2_6ffcf9ba-3c2a-4a29-83e1-9af43b9de787_0, !- Name
, !- Transmittance Schedule Name
4, !- Number of Vertices
82.6, !- Vertex 1 X-coordinate {m}
40, !- Vertex 1 Y-coordinate {m}
15.24, !- Vertex 1 Z-coordinate {m}
82.6, !- Vertex 2 X-coordinate {m}
40, !- Vertex 2 Y-coordinate {m}
0, !- Vertex 2 Z-coordinate {m}
150.3, !- Vertex 3 X-coordinate {m}
40, !- Vertex 3 Y-coordinate {m}
0, !- Vertex 3 Z-coordinate {m}
150.3, !- Vertex 4 X-coordinate {m}
40, !- Vertex 4 Y-coordinate {m}
15.24; !- Vertex 4 Z-coordinate {m}
Shading:Building:Detailed,
shdSrf_0_3_333f4c93-0168-4b1d-b116-3a4016cad0c0_0, !- Name
, !- Transmittance Schedule Name
4, !- Number of Vertices
150.3, !- Vertex 1 X-coordinate {m}
40, !- Vertex 1 Y-coordinate {m}
15.24, !- Vertex 1 Z-coordinate {m}
150.3, !- Vertex 2 X-coordinate {m}
40, !- Vertex 2 Y-coordinate {m}
0, !- Vertex 2 Z-coordinate {m}
150.3, !- Vertex 3 X-coordinate {m}
61.78296, !- Vertex 3 Y-coordinate {m}
0, !- Vertex 3 Z-coordinate {m}
150.3, !- Vertex 4 X-coordinate {m}
61.78296, !- Vertex 4 Y-coordinate {m}
15.24; !- Vertex 4 Z-coordinate {m}
Shading:Building:Detailed,
shdSrf_0_4_9cb1ba02-091d-4806-84b9-6197de226494_0, !- Name
, !- Transmittance Schedule Name
4, !- Number of Vertices
150.3, !- Vertex 1 X-coordinate {m}
61.78296, !- Vertex 1 Y-coordinate {m}
15.24, !- Vertex 1 Z-coordinate {m}
150.3, !- Vertex 2 X-coordinate {m}
61.78296, !- Vertex 2 Y-coordinate {m}
0, !- Vertex 2 Z-coordinate {m}
82.6, !- Vertex 3 X-coordinate {m}
61.78296, !- Vertex 3 Y-coordinate {m}
0, !- Vertex 3 Z-coordinate {m}
82.6, !- Vertex 4 X-coordinate {m}
61.78296, !- Vertex 4 Y-coordinate {m}
15.24; !- Vertex 4 Z-coordinate {m}
Shading:Building:Detailed,
shdSrf_0_5_e6903062-ecad-40fc-9215-fa969e03394a_0, !- Name
, !- Transmittance Schedule Name
4, !- Number of Vertices
82.6, !- Vertex 1 X-coordinate {m}
61.78296, !- Vertex 1 Y-coordinate {m}
15.24, !- Vertex 1 Z-coordinate {m}
82.6, !- Vertex 2 X-coordinate {m}
40, !- Vertex 2 Y-coordinate {m}
15.24, !- Vertex 2 Z-coordinate {m}
150.3, !- Vertex 3 X-coordinate {m}
40, !- Vertex 3 Y-coordinate {m}
15.24, !- Vertex 3 Z-coordinate {m}
150.3, !- Vertex 4 X-coordinate {m}
61.78296, !- Vertex 4 Y-coordinate {m}
15.24; !- Vertex 4 Z-coordinate {m}
Shading:Building:Detailed,
shdSrf_1_0_b5210075-5a1f-4bc3-b65e-d06daad5a4d3_0, !- Name
, !- Transmittance Schedule Name
4, !- Number of Vertices
35.4, !- Vertex 1 X-coordinate {m}
61.78296, !- Vertex 1 Y-coordinate {m}
0, !- Vertex 1 Z-coordinate {m}
35.4, !- Vertex 2 X-coordinate {m}
40, !- Vertex 2 Y-coordinate {m}
0, !- Vertex 2 Z-coordinate {m}
-34.7, !- Vertex 3 X-coordinate {m}
40, !- Vertex 3 Y-coordinate {m}
0, !- Vertex 3 Z-coordinate {m}
-34.7, !- Vertex 4 X-coordinate {m}
61.78296, !- Vertex 4 Y-coordinate {m}
0; !- Vertex 4 Z-coordinate {m}
Shading:Building:Detailed,
shdSrf_1_1_662ae12e-7210-40fe-9d5b-8da330f1cfc2_0, !- Name
, !- Transmittance Schedule Name
4, !- Number of Vertices
35.4, !- Vertex 1 X-coordinate {m}
40, !- Vertex 1 Y-coordinate {m}
15.24, !- Vertex 1 Z-coordinate {m}
35.4, !- Vertex 2 X-coordinate {m}
40, !- Vertex 2 Y-coordinate {m}
0, !- Vertex 2 Z-coordinate {m}
35.4, !- Vertex 3 X-coordinate {m}
61.78296, !- Vertex 3 Y-coordinate {m}
0, !- Vertex 3 Z-coordinate {m}
35.4, !- Vertex 4 X-coordinate {m}
61.78296, !- Vertex 4 Y-coordinate {m}
15.24; !- Vertex 4 Z-coordinate {m}
Shading:Building:Detailed,
shdSrf_1_2_b5f19bc4-56ea-495a-b5b6-fe55d88a9138_0, !- Name
, !- Transmittance Schedule Name
4, !- Number of Vertices
-34.7, !- Vertex 1 X-coordinate {m}
40, !- Vertex 1 Y-coordinate {m}
15.24, !- Vertex 1 Z-coordinate {m}
-34.7, !- Vertex 2 X-coordinate {m}
40, !- Vertex 2 Y-coordinate {m}
0, !- Vertex 2 Z-coordinate {m}
35.4, !- Vertex 3 X-coordinate {m}
40, !- Vertex 3 Y-coordinate {m}
0, !- Vertex 3 Z-coordinate {m}
35.4, !- Vertex 4 X-coordinate {m}
40, !- Vertex 4 Y-coordinate {m}
15.24; !- Vertex 4 Z-coordinate {m}
Shading:Building:Detailed,
shdSrf_1_3_deafc0db-1f8d-4665-85e2-932dc4f22a3a_0, !- Name
, !- Transmittance Schedule Name
4, !- Number of Vertices
-34.7, !- Vertex 1 X-coordinate {m}
61.78296, !- Vertex 1 Y-coordinate {m}
15.24, !- Vertex 1 Z-coordinate {m}
-34.7, !- Vertex 2 X-coordinate {m}
61.78296, !- Vertex 2 Y-coordinate {m}
0, !- Vertex 2 Z-coordinate {m}
-34.7, !- Vertex 3 X-coordinate {m}
40, !- Vertex 3 Y-coordinate {m}
0, !- Vertex 3 Z-coordinate {m}
-34.7, !- Vertex 4 X-coordinate {m}
40, !- Vertex 4 Y-coordinate {m}
15.24; !- Vertex 4 Z-coordinate {m}
Shading:Building:Detailed,
shdSrf_1_4_2cfb744e-da5e-4db5-8fe0-d63129e8d2e8_0, !- Name
, !- Transmittance Schedule Name
4, !- Number of Vertices
35.4, !- Vertex 1 X-coordinate {m}
61.78296, !- Vertex 1 Y-coordinate {m}
15.24, !- Vertex 1 Z-coordinate {m}
35.4, !- Vertex 2 X-coordinate {m}
61.78296, !- Vertex 2 Y-coordinate {m}
0, !- Vertex 2 Z-coordinate {m}
-34.7, !- Vertex 3 X-coordinate {m}
61.78296, !- Vertex 3 Y-coordinate {m}
0, !- Vertex 3 Z-coordinate {m}
-34.7, !- Vertex 4 X-coordinate {m}
61.78296, !- Vertex 4 Y-coordinate {m}
15.24; !- Vertex 4 Z-coordinate {m}
Shading:Building:Detailed,
shdSrf_1_5_01e48c73-9e74-4c87-9301-8ee9b3361f06_0, !- Name
, !- Transmittance Schedule Name
4, !- Number of Vertices
-34.7, !- Vertex 1 X-coordinate {m}
61.78296, !- Vertex 1 Y-coordinate {m}
15.24, !- Vertex 1 Z-coordinate {m}
-34.7, !- Vertex 2 X-coordinate {m}
40, !- Vertex 2 Y-coordinate {m}
15.24, !- Vertex 2 Z-coordinate {m}
35.4, !- Vertex 3 X-coordinate {m}
40, !- Vertex 3 Y-coordinate {m}
15.24, !- Vertex 3 Z-coordinate {m}
35.4, !- Vertex 4 X-coordinate {m}
61.78296, !- Vertex 4 Y-coordinate {m}
15.24; !- Vertex 4 Z-coordinate {m}
Shading:Building:Detailed,
shdSrf_2_0_0aba8f36-bda8-4d16-8d77-f71baeffa87a_0, !- Name
, !- Transmittance Schedule Name
4, !- Number of Vertices
58.94692, !- Vertex 1 X-coordinate {m}
25.87752, !- Vertex 1 Y-coordinate {m}
5.715, !- Vertex 1 Z-coordinate {m}
79.67472, !- Vertex 2 X-coordinate {m}
25.87752, !- Vertex 2 Y-coordinate {m}
2.8194, !- Vertex 2 Z-coordinate {m}
79.67472, !- Vertex 3 X-coordinate {m}
23.88171, !- Vertex 3 Y-coordinate {m}
2.8194, !- Vertex 3 Z-coordinate {m}
58.94692, !- Vertex 4 X-coordinate {m}
23.87884, !- Vertex 4 Y-coordinate {m}
5.715; !- Vertex 4 Z-coordinate {m}
Shading:Building:Detailed,
shdSrf_3_0_3811aeff-3ada-41cf-b549-8533029945c4_0, !- Name
, !- Transmittance Schedule Name
4, !- Number of Vertices
58.94692, !- Vertex 1 X-coordinate {m}
23.87884, !- Vertex 1 Y-coordinate {m}
5.715, !- Vertex 1 Z-coordinate {m}
38.22192, !- Vertex 2 X-coordinate {m}
23.87841, !- Vertex 2 Y-coordinate {m}
2.8194, !- Vertex 2 Z-coordinate {m}
38.22192, !- Vertex 3 X-coordinate {m}
25.87752, !- Vertex 3 Y-coordinate {m}
2.8194, !- Vertex 3 Z-coordinate {m}
58.94692, !- Vertex 4 X-coordinate {m}
25.87752, !- Vertex 4 Y-coordinate {m}
5.715; !- Vertex 4 Z-coordinate {m}
Shading:Building:Detailed,
shdSrf_4_0_149c876c-3610-453f-9362-0ae3ea507164_0, !- Name
, !- Transmittance Schedule Name
4, !- Number of Vertices
56.79384, !- Vertex 1 X-coordinate {m}
25.87752, !- Vertex 1 Y-coordinate {m}
2.08881, !- Vertex 1 Z-coordinate {m}
56.79384, !- Vertex 2 X-coordinate {m}
23.87421, !- Vertex 2 Y-coordinate {m}
2.08881, !- Vertex 2 Z-coordinate {m}
54.10543, !- Vertex 3 X-coordinate {m}
23.87421, !- Vertex 3 Y-coordinate {m}
2.08881, !- Vertex 3 Z-coordinate {m}
54.10543, !- Vertex 4 X-coordinate {m}
25.87752, !- Vertex 4 Y-coordinate {m}
2.08881; !- Vertex 4 Z-coordinate {m}
Shading:Building:Detailed,
shdSrf_5_0_80ac2c4a-3300-4ab2-bc40-df560235ed55_0, !- Name
, !- Transmittance Schedule Name
4, !- Number of Vertices
69.15595, !- Vertex 1 X-coordinate {m}
25.87752, !- Vertex 1 Y-coordinate {m}
2.08881, !- Vertex 1 Z-coordinate {m}
69.15595, !- Vertex 2 X-coordinate {m}
23.87421, !- Vertex 2 Y-coordinate {m}
2.08881, !- Vertex 2 Z-coordinate {m}
67.44685, !- Vertex 3 X-coordinate {m}
23.87421, !- Vertex 3 Y-coordinate {m}
2.08881, !- Vertex 3 Z-coordinate {m}
67.44685, !- Vertex 4 X-coordinate {m}
25.87752, !- Vertex 4 Y-coordinate {m}
2.08881; !- Vertex 4 Z-coordinate {m}
Shading:Building:Detailed,
Overhang_Door_1, !- Name
, !- Transmittance Schedule Name
4, !- Number of Vertices
56.79384, !- Vertex 1 X-coordinate {m}
25.87752, !- Vertex 1 Y-coordinate {m}
2.08881, !- Vertex 1 Z-coordinate {m}
56.79384, !- Vertex 2 X-coordinate {m}
23.87421, !- Vertex 2 Y-coordinate {m}
2.08881, !- Vertex 2 Z-coordinate {m}
54.10543, !- Vertex 3 X-coordinate {m}
23.87421, !- Vertex 3 Y-coordinate {m}
2.08881, !- Vertex 3 Z-coordinate {m}
54.10543, !- Vertex 4 X-coordinate {m}
25.87752, !- Vertex 4 Y-coordinate {m}
2.08881; !- Vertex 4 Z-coordinate {m}
Shading:Building:Detailed,
Overhang_Door_2, !- Name
, !- Transmittance Schedule Name
4, !- Number of Vertices
69.15595, !- Vertex 1 X-coordinate {m}
25.87752, !- Vertex 1 Y-coordinate {m}
2.08881, !- Vertex 1 Z-coordinate {m}
69.15595, !- Vertex 2 X-coordinate {m}
23.87421, !- Vertex 2 Y-coordinate {m}
2.08881, !- Vertex 2 Z-coordinate {m}
67.44685, !- Vertex 3 X-coordinate {m}
23.87421, !- Vertex 3 Y-coordinate {m}
2.08881, !- Vertex 3 Z-coordinate {m}
67.44685, !- Vertex 4 X-coordinate {m}
25.87752, !- Vertex 4 Y-coordinate {m}
2.08881; !- Vertex 4 Z-coordinate {m}
Shading:Building:Detailed,
Overhang_1, !- Name
, !- Transmittance Schedule Name
4, !- Number of Vertices
58.94692, !- Vertex 1 X-coordinate {m}
23.87884, !- Vertex 1 Y-coordinate {m}
5.715, !- Vertex 1 Z-coordinate {m}
38.22192, !- Vertex 2 X-coordinate {m}
23.87841, !- Vertex 2 Y-coordinate {m}
2.8194, !- Vertex 2 Z-coordinate {m}
38.22192, !- Vertex 3 X-coordinate {m}
25.87752, !- Vertex 3 Y-coordinate {m}
2.8194, !- Vertex 3 Z-coordinate {m}
58.94692, !- Vertex 4 X-coordinate {m}
25.87752, !- Vertex 4 Y-coordinate {m}
5.715; !- Vertex 4 Z-coordinate {m}
Shading:Building:Detailed,
Overhang_2, !- Name
, !- Transmittance Schedule Name
4, !- Number of Vertices
58.94692, !- Vertex 1 X-coordinate {m}
25.87752, !- Vertex 1 Y-coordinate {m}
5.715, !- Vertex 1 Z-coordinate {m}
79.67472, !- Vertex 2 X-coordinate {m}
25.87752, !- Vertex 2 Y-coordinate {m}
2.8194, !- Vertex 2 Z-coordinate {m}
79.67472, !- Vertex 3 X-coordinate {m}
23.88171, !- Vertex 3 Y-coordinate {m}
2.8194, !- Vertex 3 Z-coordinate {m}
58.94692, !- Vertex 4 X-coordinate {m}
23.87884, !- Vertex 4 Y-coordinate {m}
5.715; !- Vertex 4 Z-coordinate {m}
!- =========== ALL OBJECTS IN CLASS: PEOPLE ===========
People,
Sales Circulation, !- Name
Sales Circulation Zones, !- Zone or ZoneList Name
Occupancy_Sales, !- Number of People Schedule Name
Area/Person, !- Number of People Calculation Method
, !- Number of People
, !- People per Zone Floor Area {person/m2}
2.78681919980946, !- Zone Floor Area per Person {m2/person}
, !- Fraction Radiant
autocalculate, !- Sensible Heat Fraction
ACTIVITY_SCH, !- Activity Level Schedule Name
0.0000000382, !- Carbon Dioxide Generation Rate {m3/s-W}
Yes, !- Enable ASHRAE 55 Comfort Warnings
ZoneAveraged, !- Mean Radiant Temperature Calculation Type
, !- Surface Name/Angle Factor List Name
WORK_EFF_SCH, !- Work Efficiency Schedule Name
DynamicClothingModelASHRAE55, !- Clothing Insulation Calculation Method
, !- Clothing Insulation Calculation Method Schedule Name
, !- Clothing Insulation Schedule Name
AIR_VELO_SCH, !- Air Velocity Schedule Name
AdaptiveASH55; !- Thermal Comfort Model 1 Type
People,
Sales Aisle, !- Name
Sales Aisle Zones, !- Zone or ZoneList Name
Occupancy_Sales, !- Number of People Schedule Name
Area/Person, !- Number of People Calculation Method
, !- Number of People
, !- People per Zone Floor Area {person/m2}
5.57363839961891, !- Zone Floor Area per Person {m2/person}
, !- Fraction Radiant
autocalculate, !- Sensible Heat Fraction
ACTIVITY_SCH, !- Activity Level Schedule Name
0.0000000382, !- Carbon Dioxide Generation Rate {m3/s-W}
Yes, !- Enable ASHRAE 55 Comfort Warnings
ZoneAveraged, !- Mean Radiant Temperature Calculation Type
, !- Surface Name/Angle Factor List Name
WORK_EFF_SCH, !- Work Efficiency Schedule Name
DynamicClothingModelASHRAE55, !- Clothing Insulation Calculation Method
, !- Clothing Insulation Calculation Method Schedule Name
, !- Clothing Insulation Schedule Name
AIR_VELO_SCH, !- Air Velocity Schedule Name
AdaptiveASH55; !- Thermal Comfort Model 1 Type
People,
BOH Receiving, !- Name
BOH Receiving Zones, !- Zone or ZoneList Name
Occupancy_BOH, !- Number of People Schedule Name
Area/Person, !- Number of People Calculation Method
, !- Number of People
, !- People per Zone Floor Area {person/m2}
9.28939733269819, !- Zone Floor Area per Person {m2/person}
, !- Fraction Radiant
autocalculate, !- Sensible Heat Fraction
ACTIVITY_SCH, !- Activity Level Schedule Name
0.0000000382, !- Carbon Dioxide Generation Rate {m3/s-W}
Yes, !- Enable ASHRAE 55 Comfort Warnings
ZoneAveraged, !- Mean Radiant Temperature Calculation Type
, !- Surface Name/Angle Factor List Name
WORK_EFF_SCH, !- Work Efficiency Schedule Name
DynamicClothingModelASHRAE55, !- Clothing Insulation Calculation Method
, !- Clothing Insulation Calculation Method Schedule Name
, !- Clothing Insulation Schedule Name
AIR_VELO_SCH, !- Air Velocity Schedule Name
AdaptiveASH55; !- Thermal Comfort Model 1 Type
People,
BOH Prep, !- Name
BOH Prep Zones, !- Zone or ZoneList Name
Occupancy_BOH, !- Number of People Schedule Name
Area/Person, !- Number of People Calculation Method
, !- Number of People
, !- People per Zone Floor Area {person/m2}
18.5787946653964, !- Zone Floor Area per Person {m2/person}
, !- Fraction Radiant
autocalculate, !- Sensible Heat Fraction
ACTIVITY_SCH, !- Activity Level Schedule Name
0.0000000382, !- Carbon Dioxide Generation Rate {m3/s-W}
Yes, !- Enable ASHRAE 55 Comfort Warnings
ZoneAveraged, !- Mean Radiant Temperature Calculation Type
, !- Surface Name/Angle Factor List Name
WORK_EFF_SCH, !- Work Efficiency Schedule Name
DynamicClothingModelASHRAE55, !- Clothing Insulation Calculation Method
, !- Clothing Insulation Calculation Method Schedule Name
, !- Clothing Insulation Schedule Name
AIR_VELO_SCH, !- Air Velocity Schedule Name
AdaptiveASH55; !- Thermal Comfort Model 1 Type
People,
Service Bars, !- Name
Service Bar Zones, !- Zone or ZoneList Name
Occupancy_Sales, !- Number of People Schedule Name
Area/Person, !- Number of People Calculation Method
, !- Number of People
, !- People per Zone Floor Area {person/m2}
9.28939733269819, !- Zone Floor Area per Person {m2/person}
, !- Fraction Radiant
autocalculate, !- Sensible Heat Fraction
ACTIVITY_SCH, !- Activity Level Schedule Name
0.0000000382, !- Carbon Dioxide Generation Rate {m3/s-W}
Yes, !- Enable ASHRAE 55 Comfort Warnings
ZoneAveraged, !- Mean Radiant Temperature Calculation Type
, !- Surface Name/Angle Factor List Name
WORK_EFF_SCH, !- Work Efficiency Schedule Name
DynamicClothingModelASHRAE55, !- Clothing Insulation Calculation Method
, !- Clothing Insulation Calculation Method Schedule Name
, !- Clothing Insulation Schedule Name
AIR_VELO_SCH, !- Air Velocity Schedule Name
AdaptiveASH55; !- Thermal Comfort Model 1 Type
People,
BOH Office, !- Name
BOH Office Zones, !- Zone or ZoneList Name
Occupancy_Office, !- Number of People Schedule Name
Area/Person, !- Number of People Calculation Method
, !- Number of People
, !- People per Zone Floor Area {person/m2}
9.28939733269819, !- Zone Floor Area per Person {m2/person}
, !- Fraction Radiant
autocalculate, !- Sensible Heat Fraction
ACTIVITY_SCH, !- Activity Level Schedule Name
0.0000000382, !- Carbon Dioxide Generation Rate {m3/s-W}
Yes, !- Enable ASHRAE 55 Comfort Warnings
ZoneAveraged, !- Mean Radiant Temperature Calculation Type
, !- Surface Name/Angle Factor List Name
WORK_EFF_SCH, !- Work Efficiency Schedule Name
DynamicClothingModelASHRAE55, !- Clothing Insulation Calculation Method
, !- Clothing Insulation Calculation Method Schedule Name
, !- Clothing Insulation Schedule Name
AIR_VELO_SCH, !- Air Velocity Schedule Name
AdaptiveASH55; !- Thermal Comfort Model 1 Type
People,
BOH Lounge, !- Name
BOH Lounge Zones, !- Zone or ZoneList Name
Occupancy_Office, !- Number of People Schedule Name
Area/Person, !- Number of People Calculation Method
, !- Number of People
, !- People per Zone Floor Area {person/m2}
9.28939733269819, !- Zone Floor Area per Person {m2/person}
, !- Fraction Radiant
autocalculate, !- Sensible Heat Fraction
ACTIVITY_SCH, !- Activity Level Schedule Name
0.0000000382, !- Carbon Dioxide Generation Rate {m3/s-W}
Yes, !- Enable ASHRAE 55 Comfort Warnings
ZoneAveraged, !- Mean Radiant Temperature Calculation Type
, !- Surface Name/Angle Factor List Name
WORK_EFF_SCH, !- Work Efficiency Schedule Name
DynamicClothingModelASHRAE55, !- Clothing Insulation Calculation Method
, !- Clothing Insulation Calculation Method Schedule Name
, !- Clothing Insulation Schedule Name
AIR_VELO_SCH, !- Air Velocity Schedule Name
AdaptiveASH55; !- Thermal Comfort Model 1 Type
People,
BOH Storage, !- Name
BOH Storage Zones, !- Zone or ZoneList Name
Occupancy_BOH, !- Number of People Schedule Name
Area/Person, !- Number of People Calculation Method
, !- Number of People
, !- People per Zone Floor Area {person/m2}
30.933693117885, !- Zone Floor Area per Person {m2/person}
, !- Fraction Radiant
autocalculate, !- Sensible Heat Fraction
ACTIVITY_SCH, !- Activity Level Schedule Name
0.0000000382, !- Carbon Dioxide Generation Rate {m3/s-W}
Yes, !- Enable ASHRAE 55 Comfort Warnings
ZoneAveraged, !- Mean Radiant Temperature Calculation Type
, !- Surface Name/Angle Factor List Name
WORK_EFF_SCH, !- Work Efficiency Schedule Name
DynamicClothingModelASHRAE55, !- Clothing Insulation Calculation Method
, !- Clothing Insulation Calculation Method Schedule Name
, !- Clothing Insulation Schedule Name
AIR_VELO_SCH, !- Air Velocity Schedule Name
AdaptiveASH55; !- Thermal Comfort Model 1 Type
People,
Sales Checkout, !- Name
Checkout Zones, !- Zone or ZoneList Name
Occupancy_Sales, !- Number of People Schedule Name
Area/Person, !- Number of People Calculation Method
, !- Number of People
, !- People per Zone Floor Area {person/m2}
2.78681919980946, !- Zone Floor Area per Person {m2/person}
, !- Fraction Radiant
autocalculate, !- Sensible Heat Fraction
ACTIVITY_SCH, !- Activity Level Schedule Name
0.0000000382, !- Carbon Dioxide Generation Rate {m3/s-W}
Yes, !- Enable ASHRAE 55 Comfort Warnings
ZoneAveraged, !- Mean Radiant Temperature Calculation Type
, !- Surface Name/Angle Factor List Name
WORK_EFF_SCH, !- Work Efficiency Schedule Name
DynamicClothingModelASHRAE55, !- Clothing Insulation Calculation Method
, !- Clothing Insulation Calculation Method Schedule Name
, !- Clothing Insulation Schedule Name
AIR_VELO_SCH, !- Air Velocity Schedule Name
AdaptiveASH55; !- Thermal Comfort Model 1 Type
!- =========== ALL OBJECTS IN CLASS: LIGHTS ===========
Lights,
E1-A - Coffee-Bakery, !- Name
L1S1-Coffee Thermal Zone,!- Zone or ZoneList Name
Lighting_Ambient, !- Schedule Name
LightingLevel, !- Design Level Calculation Method
42, !- Lighting Level {W}
, !- Watts per Zone Floor Area {W/m2}
, !- Watts per Person {W/person}
0.0000, !- Return Air Fraction
0.5800, !- Fraction Radiant
0.2100, !- Fraction Visible
1.0000, !- Fraction Replaceable
Coffee/Bakery, !- End-Use Subcategory
No; !- Return Air Fraction Calculated from Plenum Temperature
Lights,
E1-B - Coffee-Bakery, !- Name
L1S1-Coffee Thermal Zone,!- Zone or ZoneList Name
Lighting_Ambient, !- Schedule Name
LightingLevel, !- Design Level Calculation Method
42, !- Lighting Level {W}
, !- Watts per Zone Floor Area {W/m2}
, !- Watts per Person {W/person}
0.0000, !- Return Air Fraction
0.5800, !- Fraction Radiant
0.2100, !- Fraction Visible
1.0000, !- Fraction Replaceable
Coffee/Bakery, !- End-Use Subcategory
No; !- Return Air Fraction Calculated from Plenum Temperature
Lights,
E1-C - Coffee-Bakery, !- Name
L1S1-Coffee Thermal Zone,!- Zone or ZoneList Name
Lighting_Ambient, !- Schedule Name
LightingLevel, !- Design Level Calculation Method
42, !- Lighting Level {W}
, !- Watts per Zone Floor Area {W/m2}
, !- Watts per Person {W/person}
0.0000, !- Return Air Fraction
0.5800, !- Fraction Radiant
0.2100, !- Fraction Visible
1.0000, !- Fraction Replaceable
Coffee/Bakery, !- End-Use Subcategory
No; !- Return Air Fraction Calculated from Plenum Temperature
Lights,
E1-D - Coffee-Bakery, !- Name
L1S1-Coffee Thermal Zone,!- Zone or ZoneList Name
Lighting_Ambient, !- Schedule Name
LightingLevel, !- Design Level Calculation Method
42, !- Lighting Level {W}
, !- Watts per Zone Floor Area {W/m2}
, !- Watts per Person {W/person}
0.0000, !- Return Air Fraction
0.5800, !- Fraction Radiant
0.2100, !- Fraction Visible
1.0000, !- Fraction Replaceable
Coffee/Bakery, !- End-Use Subcategory
No; !- Return Air Fraction Calculated from Plenum Temperature
Lights,
E1-E - Coffee-Bakery, !- Name
L1S1-Coffee Thermal Zone,!- Zone or ZoneList Name
Lighting_Ambient, !- Schedule Name
LightingLevel, !- Design Level Calculation Method
42, !- Lighting Level {W}
, !- Watts per Zone Floor Area {W/m2}
, !- Watts per Person {W/person}
0.0000, !- Return Air Fraction
0.5800, !- Fraction Radiant
0.2100, !- Fraction Visible
1.0000, !- Fraction Replaceable
Coffee/Bakery, !- End-Use Subcategory
No; !- Return Air Fraction Calculated from Plenum Temperature
Lights,
E1-F - Coffee-Bakery, !- Name
L1S1-Coffee Thermal Zone,!- Zone or ZoneList Name
Lighting_Ambient, !- Schedule Name
LightingLevel, !- Design Level Calculation Method
42, !- Lighting Level {W}
, !- Watts per Zone Floor Area {W/m2}
, !- Watts per Person {W/person}
0.0000, !- Return Air Fraction
0.5800, !- Fraction Radiant
0.2100, !- Fraction Visible
1.0000, !- Fraction Replaceable
Coffee/Bakery, !- End-Use Subcategory
No; !- Return Air Fraction Calculated from Plenum Temperature
Lights,
E1-G - Coffee-Bakery, !- Name
L1S1-Coffee Thermal Zone,!- Zone or ZoneList Name
Lighting_Ambient, !- Schedule Name
LightingLevel, !- Design Level Calculation Method
42, !- Lighting Level {W}
, !- Watts per Zone Floor Area {W/m2}
, !- Watts per Person {W/person}
0.0000, !- Return Air Fraction
0.5800, !- Fraction Radiant
0.2100, !- Fraction Visible
1.0000, !- Fraction Replaceable
Coffee/Bakery, !- End-Use Subcategory
No; !- Return Air Fraction Calculated from Plenum Temperature
Lights,
E1-H - Coffee-Bakery, !- Name
L1S1-Coffee Thermal Zone,!- Zone or ZoneList Name
Lighting_Ambient, !- Schedule Name
LightingLevel, !- Design Level Calculation Method
42, !- Lighting Level {W}
, !- Watts per Zone Floor Area {W/m2}
, !- Watts per Person {W/person}
0.0000, !- Return Air Fraction
0.5800, !- Fraction Radiant
0.2100, !- Fraction Visible
1.0000, !- Fraction Replaceable
Coffee/Bakery, !- End-Use Subcategory
No; !- Return Air Fraction Calculated from Plenum Temperature
Lights,
E1-I - Coffee-Bakery, !- Name
L1S1-Coffee Thermal Zone,!- Zone or ZoneList Name
Lighting_Ambient, !- Schedule Name
LightingLevel, !- Design Level Calculation Method
42, !- Lighting Level {W}
, !- Watts per Zone Floor Area {W/m2}
, !- Watts per Person {W/person}
0.0000, !- Return Air Fraction
0.5800, !- Fraction Radiant
0.2100, !- Fraction Visible
1.0000, !- Fraction Replaceable
Coffee/Bakery, !- End-Use Subcategory
No; !- Return Air Fraction Calculated from Plenum Temperature
Lights,
E1-J - Coffee-Bakery , !- Name
L1S1-Coffee Thermal Zone,!- Zone or ZoneList Name
Lighting_Ambient, !- Schedule Name
LightingLevel, !- Design Level Calculation Method
42, !- Lighting Level {W}
, !- Watts per Zone Floor Area {W/m2}
, !- Watts per Person {W/person}
0.0000, !- Return Air Fraction
0.5800, !- Fraction Radiant
0.2100, !- Fraction Visible
1.0000, !- Fraction Replaceable
Coffee/Bakery, !- End-Use Subcategory
No; !- Return Air Fraction Calculated from Plenum Temperature
Lights,
E1-K - Coffee-Bakery, !- Name
L1S1-Coffee Thermal Zone,!- Zone or ZoneList Name
Lighting_Ambient, !- Schedule Name
LightingLevel, !- Design Level Calculation Method
42, !- Lighting Level {W}
, !- Watts per Zone Floor Area {W/m2}
, !- Watts per Person {W/person}
0.0000, !- Return Air Fraction
0.5800, !- Fraction Radiant
0.2100, !- Fraction Visible
1.0000, !- Fraction Replaceable
Coffee/Bakery, !- End-Use Subcategory
No; !- Return Air Fraction Calculated from Plenum Temperature
Lights,
F-A - Coffee-Bakery, !- Name
L1S2-Bakery Thermal Zone,!- Zone or ZoneList Name
Lighting_Ambient, !- Schedule Name
LightingLevel, !- Design Level Calculation Method
70, !- Lighting Level {W}
, !- Watts per Zone Floor Area {W/m2}
, !- Watts per Person {W/person}
0.0000, !- Return Air Fraction
0.6300, !- Fraction Radiant
0.2700, !- Fraction Visible
1.0000, !- Fraction Replaceable
Coffee/Bakery, !- End-Use Subcategory
No; !- Return Air Fraction Calculated from Plenum Temperature
Lights,
A3-A - Prepared Foods, !- Name
L1S2-AislesEast Thermal Zone, !- Zone or ZoneList Name
Lighting_Ambient, !- Schedule Name
LightingLevel, !- Design Level Calculation Method
128, !- Lighting Level {W}
, !- Watts per Zone Floor Area {W/m2}
, !- Watts per Person {W/person}
0.0000, !- Return Air Fraction
0.5800, !- Fraction Radiant
0.2100, !- Fraction Visible
1.0000, !- Fraction Replaceable
Prepared Foods, !- End-Use Subcategory
No; !- Return Air Fraction Calculated from Plenum Temperature
Lights,
A3-B - Prepared Foods, !- Name
L1S2-AislesEast Thermal Zone, !- Zone or ZoneList Name
Lighting_Ambient, !- Schedule Name
LightingLevel, !- Design Level Calculation Method
128, !- Lighting Level {W}
, !- Watts per Zone Floor Area {W/m2}
, !- Watts per Person {W/person}
0.0000, !- Return Air Fraction
0.5800, !- Fraction Radiant
0.2100, !- Fraction Visible
1.0000, !- Fraction Replaceable
Prepared Foods, !- End-Use Subcategory
No; !- Return Air Fraction Calculated from Plenum Temperature
Lights,
A3-C - Prepared Foods, !- Name
L1S2-AislesEast Thermal Zone, !- Zone or ZoneList Name
Lighting_Ambient, !- Schedule Name
LightingLevel, !- Design Level Calculation Method
128, !- Lighting Level {W}
, !- Watts per Zone Floor Area {W/m2}
, !- Watts per Person {W/person}
0.0000, !- Return Air Fraction
0.5800, !- Fraction Radiant
0.2100, !- Fraction Visible
1.0000, !- Fraction Replaceable
Prepared Foods, !- End-Use Subcategory
No; !- Return Air Fraction Calculated from Plenum Temperature
Lights,
F-A - Prepared Foods, !- Name
L1S2-AislesEast Thermal Zone, !- Zone or ZoneList Name
Lighting_Ambient, !- Schedule Name
LightingLevel, !- Design Level Calculation Method
70, !- Lighting Level {W}
, !- Watts per Zone Floor Area {W/m2}
, !- Watts per Person {W/person}
0.0000, !- Return Air Fraction
0.6300, !- Fraction Radiant
0.2700, !- Fraction Visible
1.0000, !- Fraction Replaceable
Prepared Foods, !- End-Use Subcategory
No; !- Return Air Fraction Calculated from Plenum Temperature
Lights,
F-B - Prepared Foods, !- Name
L1S2-AislesEast Thermal Zone, !- Zone or ZoneList Name
Lighting_Ambient, !- Schedule Name
LightingLevel, !- Design Level Calculation Method
70, !- Lighting Level {W}
, !- Watts per Zone Floor Area {W/m2}
, !- Watts per Person {W/person}
0.0000, !- Return Air Fraction
0.6300, !- Fraction Radiant
0.2700, !- Fraction Visible
1.0000, !- Fraction Replaceable
Prepared Foods, !- End-Use Subcategory
No; !- Return Air Fraction Calculated from Plenum Temperature
Lights,
F-C - Prepared Foods, !- Name
L1S2-AislesEast Thermal Zone, !- Zone or ZoneList Name
Lighting_Ambient, !- Schedule Name
LightingLevel, !- Design Level Calculation Method
70, !- Lighting Level {W}
, !- Watts per Zone Floor Area {W/m2}
, !- Watts per Person {W/person}
0.0000, !- Return Air Fraction
0.6300, !- Fraction Radiant
0.2700, !- Fraction Visible
1.0000, !- Fraction Replaceable
Prepared Foods, !- End-Use Subcategory
No; !- Return Air Fraction Calculated from Plenum Temperature
Lights,
E1-A - Specialty, !- Name
L1S1-SpecialtyService Thermal Zone, !- Zone or ZoneList Name
Lighting_Ambient, !- Schedule Name
LightingLevel, !- Design Level Calculation Method
42, !- Lighting Level {W}
, !- Watts per Zone Floor Area {W/m2}
, !- Watts per Person {W/person}
0.0000, !- Return Air Fraction
0.5800, !- Fraction Radiant
0.2100, !- Fraction Visible
1.0000, !- Fraction Replaceable
Specialty Foods, !- End-Use Subcategory
No; !- Return Air Fraction Calculated from Plenum Temperature
Lights,
E1-B - Specialty, !- Name
L1S1-SpecialtyService Thermal Zone, !- Zone or ZoneList Name
Lighting_Ambient, !- Schedule Name
LightingLevel, !- Design Level Calculation Method
42, !- Lighting Level {W}
, !- Watts per Zone Floor Area {W/m2}
, !- Watts per Person {W/person}
0.0000, !- Return Air Fraction
0.5800, !- Fraction Radiant
0.2100, !- Fraction Visible
1.0000, !- Fraction Replaceable
Specialty Foods, !- End-Use Subcategory
No; !- Return Air Fraction Calculated from Plenum Temperature
Lights,
E1-C - Specialty, !- Name
L1S1-SpecialtyService Thermal Zone, !- Zone or ZoneList Name
Lighting_Ambient, !- Schedule Name
LightingLevel, !- Design Level Calculation Method
42, !- Lighting Level {W}
, !- Watts per Zone Floor Area {W/m2}
, !- Watts per Person {W/person}
0.0000, !- Return Air Fraction
0.5800, !- Fraction Radiant
0.2100, !- Fraction Visible
1.0000, !- Fraction Replaceable
Specialty Foods, !- End-Use Subcategory
No; !- Return Air Fraction Calculated from Plenum Temperature
Lights,
E1-D - Specialty, !- Name
L1S1-SpecialtyService Thermal Zone, !- Zone or ZoneList Name
Lighting_Ambient, !- Schedule Name
LightingLevel, !- Design Level Calculation Method
42, !- Lighting Level {W}
, !- Watts per Zone Floor Area {W/m2}
, !- Watts per Person {W/person}
0.0000, !- Return Air Fraction
0.5800, !- Fraction Radiant
0.2100, !- Fraction Visible
1.0000, !- Fraction Replaceable
Specialty Foods, !- End-Use Subcategory
No; !- Return Air Fraction Calculated from Plenum Temperature
Lights,
E1-E - Specialty, !- Name
L1S1-SpecialtyService Thermal Zone, !- Zone or ZoneList Name
Lighting_Ambient, !- Schedule Name
LightingLevel, !- Design Level Calculation Method
42, !- Lighting Level {W}
, !- Watts per Zone Floor Area {W/m2}
, !- Watts per Person {W/person}
0.0000, !- Return Air Fraction
0.5800, !- Fraction Radiant
0.2100, !- Fraction Visible
1.0000, !- Fraction Replaceable
Specialty Foods, !- End-Use Subcategory
No; !- Return Air Fraction Calculated from Plenum Temperature
Lights,
J-A - Specialty, !- Name
L1S1-SpecialtyService Thermal Zone, !- Zone or ZoneList Name
Lighting_Ambient, !- Schedule Name
LightingLevel, !- Design Level Calculation Method
39, !- Lighting Level {W}
, !- Watts per Zone Floor Area {W/m2}
, !- Watts per Person {W/person}
0.0000, !- Return Air Fraction
0.6300, !- Fraction Radiant
0.2700, !- Fraction Visible
1.0000, !- Fraction Replaceable
Specialty Foods, !- End-Use Subcategory
No; !- Return Air Fraction Calculated from Plenum Temperature
Lights,
J-B - Specialty, !- Name
L1S1-SpecialtyService Thermal Zone, !- Zone or ZoneList Name
Lighting_Ambient, !- Schedule Name
LightingLevel, !- Design Level Calculation Method
39, !- Lighting Level {W}
, !- Watts per Zone Floor Area {W/m2}
, !- Watts per Person {W/person}
0.0000, !- Return Air Fraction
0.6300, !- Fraction Radiant
0.2700, !- Fraction Visible
1.0000, !- Fraction Replaceable
Specialty Foods, !- End-Use Subcategory
No; !- Return Air Fraction Calculated from Plenum Temperature
Lights,
J-C - Specialty, !- Name
L1S1-SpecialtyService Thermal Zone, !- Zone or ZoneList Name
Lighting_Ambient, !- Schedule Name
LightingLevel, !- Design Level Calculation Method
39, !- Lighting Level {W}
, !- Watts per Zone Floor Area {W/m2}
, !- Watts per Person {W/person}
0.0000, !- Return Air Fraction
0.6300, !- Fraction Radiant
0.2700, !- Fraction Visible
1.0000, !- Fraction Replaceable
Specialty Foods, !- End-Use Subcategory
No; !- Return Air Fraction Calculated from Plenum Temperature
Lights,
J-D - Specialty, !- Name
L1S1-SpecialtyService Thermal Zone, !- Zone or ZoneList Name
Lighting_Ambient, !- Schedule Name
LightingLevel, !- Design Level Calculation Method
39, !- Lighting Level {W}
, !- Watts per Zone Floor Area {W/m2}
, !- Watts per Person {W/person}
0.0000, !- Return Air Fraction
0.6300, !- Fraction Radiant
0.2700, !- Fraction Visible
1.0000, !- Fraction Replaceable
Specialty Foods, !- End-Use Subcategory
No; !- Return Air Fraction Calculated from Plenum Temperature
Lights,
J-E - Specialty, !- Name
L1S1-SpecialtyService Thermal Zone, !- Zone or ZoneList Name
Lighting_Ambient, !- Schedule Name
LightingLevel, !- Design Level Calculation Method
39, !- Lighting Level {W}
, !- Watts per Zone Floor Area {W/m2}
, !- Watts per Person {W/person}
0.0000, !- Return Air Fraction
0.6300, !- Fraction Radiant
0.2700, !- Fraction Visible
1.0000, !- Fraction Replaceable
Specialty Foods, !- End-Use Subcategory
No; !- Return Air Fraction Calculated from Plenum Temperature
Lights,
J-F - Specialty, !- Name
L1S1-SpecialtyService Thermal Zone, !- Zone or ZoneList Name
Lighting_Ambient, !- Schedule Name
LightingLevel, !- Design Level Calculation Method
39, !- Lighting Level {W}
, !- Watts per Zone Floor Area {W/m2}
, !- Watts per Person {W/person}
0.0000, !- Return Air Fraction
0.6300, !- Fraction Radiant
0.2700, !- Fraction Visible
1.0000, !- Fraction Replaceable
Specialty Foods, !- End-Use Subcategory
No; !- Return Air Fraction Calculated from Plenum Temperature
Lights,
J-G - Specialty, !- Name
L1S1-SpecialtyService Thermal Zone, !- Zone or ZoneList Name
Lighting_Ambient, !- Schedule Name
LightingLevel, !- Design Level Calculation Method
39, !- Lighting Level {W}
, !- Watts per Zone Floor Area {W/m2}
, !- Watts per Person {W/person}
0.0000, !- Return Air Fraction
0.6300, !- Fraction Radiant
0.2700, !- Fraction Visible
1.0000, !- Fraction Replaceable
Specialty Foods, !- End-Use Subcategory
No; !- Return Air Fraction Calculated from Plenum Temperature
Lights,
J-H - Specialty, !- Name
L1S1-SpecialtyService Thermal Zone, !- Zone or ZoneList Name
Lighting_Ambient, !- Schedule Name
LightingLevel, !- Design Level Calculation Method
39, !- Lighting Level {W}
, !- Watts per Zone Floor Area {W/m2}
, !- Watts per Person {W/person}
0.0000, !- Return Air Fraction
0.6300, !- Fraction Radiant
0.2700, !- Fraction Visible
1.0000, !- Fraction Replaceable
Specialty Foods, !- End-Use Subcategory
No; !- Return Air Fraction Calculated from Plenum Temperature
Lights,
J-I - Specialty, !- Name
L1S1-SpecialtyService Thermal Zone, !- Zone or ZoneList Name
Lighting_Ambient, !- Schedule Name
LightingLevel, !- Design Level Calculation Method
39, !- Lighting Level {W}
, !- Watts per Zone Floor Area {W/m2}
, !- Watts per Person {W/person}
0.0000, !- Return Air Fraction
0.6300, !- Fraction Radiant
0.2700, !- Fraction Visible
1.0000, !- Fraction Replaceable
Specialty Foods, !- End-Use Subcategory
No; !- Return Air Fraction Calculated from Plenum Temperature
Lights,
J-J - Specialty, !- Name
L1S1-SpecialtyService Thermal Zone, !- Zone or ZoneList Name
Lighting_Ambient, !- Schedule Name
LightingLevel, !- Design Level Calculation Method
39, !- Lighting Level {W}
, !- Watts per Zone Floor Area {W/m2}
, !- Watts per Person {W/person}
0.0000, !- Return Air Fraction
0.6300, !- Fraction Radiant
0.2700, !- Fraction Visible
1.0000, !- Fraction Replaceable
Specialty Foods, !- End-Use Subcategory
No; !- Return Air Fraction Calculated from Plenum Temperature
Lights,
J-K - Specialty, !- Name
L1S1-SpecialtyService Thermal Zone, !- Zone or ZoneList Name
Lighting_Ambient, !- Schedule Name
LightingLevel, !- Design Level Calculation Method
39, !- Lighting Level {W}
, !- Watts per Zone Floor Area {W/m2}
, !- Watts per Person {W/person}
0.0000, !- Return Air Fraction
0.6300, !- Fraction Radiant
0.2700, !- Fraction Visible
1.0000, !- Fraction Replaceable
Specialty Foods, !- End-Use Subcategory
No; !- Return Air Fraction Calculated from Plenum Temperature
Lights,
J-L - Specialty, !- Name
L1S1-SpecialtyService Thermal Zone, !- Zone or ZoneList Name
Lighting_Ambient, !- Schedule Name
LightingLevel, !- Design Level Calculation Method
39, !- Lighting Level {W}
, !- Watts per Zone Floor Area {W/m2}
, !- Watts per Person {W/person}
0.0000, !- Return Air Fraction
0.6300, !- Fraction Radiant
0.2700, !- Fraction Visible
1.0000, !- Fraction Replaceable
Specialty Foods, !- End-Use Subcategory
No; !- Return Air Fraction Calculated from Plenum Temperature
Lights,
J-M - Specialty, !- Name
L1S1-SpecialtyService Thermal Zone, !- Zone or ZoneList Name
Lighting_Ambient, !- Schedule Name
LightingLevel, !- Design Level Calculation Method
39, !- Lighting Level {W}
, !- Watts per Zone Floor Area {W/m2}
, !- Watts per Person {W/person}
0.0000, !- Return Air Fraction
0.6300, !- Fraction Radiant
0.2700, !- Fraction Visible
1.0000, !- Fraction Replaceable
Specialty Foods, !- End-Use Subcategory
No; !- Return Air Fraction Calculated from Plenum Temperature
Lights,
E-A - Specialty, !- Name
L1S1-SpecialtyService Thermal Zone, !- Zone or ZoneList Name
Lighting_Ambient, !- Schedule Name
LightingLevel, !- Design Level Calculation Method
42, !- Lighting Level {W}
, !- Watts per Zone Floor Area {W/m2}
, !- Watts per Person {W/person}
0.0000, !- Return Air Fraction
0.5800, !- Fraction Radiant
0.2100, !- Fraction Visible
1.0000, !- Fraction Replaceable
Specialty Foods, !- End-Use Subcategory
No; !- Return Air Fraction Calculated from Plenum Temperature
Lights,
E-B - Specialty, !- Name
L1S1-SpecialtyService Thermal Zone, !- Zone or ZoneList Name
Lighting_Ambient, !- Schedule Name
LightingLevel, !- Design Level Calculation Method
42, !- Lighting Level {W}
, !- Watts per Zone Floor Area {W/m2}
, !- Watts per Person {W/person}
0.0000, !- Return Air Fraction
0.5800, !- Fraction Radiant
0.2100, !- Fraction Visible
1.0000, !- Fraction Replaceable
Specialty Foods, !- End-Use Subcategory
No; !- Return Air Fraction Calculated from Plenum Temperature
Lights,
B3-A - Specialty, !- Name
L1S1-SpecialtyService Thermal Zone, !- Zone or ZoneList Name
Lighting_Ambient, !- Schedule Name
LightingLevel, !- Design Level Calculation Method
64, !- Lighting Level {W}
, !- Watts per Zone Floor Area {W/m2}
, !- Watts per Person {W/person}
0.0000, !- Return Air Fraction
0.5800, !- Fraction Radiant
0.2100, !- Fraction Visible
1.0000, !- Fraction Replaceable
Specialty Foods, !- End-Use Subcategory
No; !- Return Air Fraction Calculated from Plenum Temperature
Lights,
B3-B - Specialty, !- Name
L1S1-SpecialtyService Thermal Zone, !- Zone or ZoneList Name
Lighting_Ambient, !- Schedule Name
LightingLevel, !- Design Level Calculation Method
64, !- Lighting Level {W}
, !- Watts per Zone Floor Area {W/m2}
, !- Watts per Person {W/person}
0.0000, !- Return Air Fraction
0.5800, !- Fraction Radiant
0.2100, !- Fraction Visible
1.0000, !- Fraction Replaceable
Specialty Foods, !- End-Use Subcategory
No; !- Return Air Fraction Calculated from Plenum Temperature
Lights,
B3-C - Specialty, !- Name
L1S1-SpecialtyService Thermal Zone, !- Zone or ZoneList Name
Lighting_Ambient, !- Schedule Name
LightingLevel, !- Design Level Calculation Method
64, !- Lighting Level {W}
, !- Watts per Zone Floor Area {W/m2}
, !- Watts per Person {W/person}
0.0000, !- Return Air Fraction
0.5800, !- Fraction Radiant
0.2100, !- Fraction Visible
1.0000, !- Fraction Replaceable
Specialty Foods, !- End-Use Subcategory
No; !- Return Air Fraction Calculated from Plenum Temperature
Lights,
B3-D - Specialty, !- Name
L1S1-SpecialtyService Thermal Zone, !- Zone or ZoneList Name
Lighting_Ambient, !- Schedule Name
LightingLevel, !- Design Level Calculation Method
64, !- Lighting Level {W}
, !- Watts per Zone Floor Area {W/m2}
, !- Watts per Person {W/person}
0.0000, !- Return Air Fraction
0.5800, !- Fraction Radiant
0.2100, !- Fraction Visible
1.0000, !- Fraction Replaceable
Specialty Foods, !- End-Use Subcategory
No; !- Return Air Fraction Calculated from Plenum Temperature
Lights,
B3-E - Specialty, !- Name
L1S1-SpecialtyService Thermal Zone, !- Zone or ZoneList Name
Lighting_Ambient, !- Schedule Name
LightingLevel, !- Design Level Calculation Method
64, !- Lighting Level {W}
, !- Watts per Zone Floor Area {W/m2}
, !- Watts per Person {W/person}
0.0000, !- Return Air Fraction
0.5800, !- Fraction Radiant
0.2100, !- Fraction Visible
1.0000, !- Fraction Replaceable
Specialty Foods, !- End-Use Subcategory
No; !- Return Air Fraction Calculated from Plenum Temperature
Lights,
B3-F - Specialty, !- Name
L1S1-SpecialtyService Thermal Zone, !- Zone or ZoneList Name
Lighting_Ambient, !- Schedule Name
LightingLevel, !- Design Level Calculation Method
64, !- Lighting Level {W}
, !- Watts per Zone Floor Area {W/m2}
, !- Watts per Person {W/person}
0.0000, !- Return Air Fraction
0.5800, !- Fraction Radiant
0.2100, !- Fraction Visible
1.0000, !- Fraction Replaceable
Specialty Foods, !- End-Use Subcategory
No; !- Return Air Fraction Calculated from Plenum Temperature
Lights,
F-A - Specialty, !- Name
L1S2-AislesEast Thermal Zone, !- Zone or ZoneList Name
Lighting_Ambient, !- Schedule Name
LightingLevel, !- Design Level Calculation Method
70, !- Lighting Level {W}
, !- Watts per Zone Floor Area {W/m2}
, !- Watts per Person {W/person}
0.0000, !- Return Air Fraction
0.6300, !- Fraction Radiant
0.2700, !- Fraction Visible
1.0000, !- Fraction Replaceable
Specialty Foods, !- End-Use Subcategory
No; !- Return Air Fraction Calculated from Plenum Temperature
Lights,
F-B - Specialty, !- Name
L1S2-AislesEast Thermal Zone, !- Zone or ZoneList Name
Lighting_Ambient, !- Schedule Name
LightingLevel, !- Design Level Calculation Method
70, !- Lighting Level {W}
, !- Watts per Zone Floor Area {W/m2}
, !- Watts per Person {W/person}
0.0000, !- Return Air Fraction
0.6300, !- Fraction Radiant
0.2700, !- Fraction Visible
1.0000, !- Fraction Replaceable
Specialty Foods, !- End-Use Subcategory
No; !- Return Air Fraction Calculated from Plenum Temperature
Lights,
A3-A - Specialty, !- Name
L1S2-AislesEast Thermal Zone, !- Zone or ZoneList Name
Lighting_Ambient, !- Schedule Name
LightingLevel, !- Design Level Calculation Method
128, !- Lighting Level {W}
, !- Watts per Zone Floor Area {W/m2}
, !- Watts per Person {W/person}
0.0000, !- Return Air Fraction
0.5800, !- Fraction Radiant
0.2100, !- Fraction Visible
1.0000, !- Fraction Replaceable
Specialty Foods, !- End-Use Subcategory
No; !- Return Air Fraction Calculated from Plenum Temperature
Lights,
A3-B - Specialty, !- Name
L1S2-AislesEast Thermal Zone, !- Zone or ZoneList Name
Lighting_Ambient, !- Schedule Name
LightingLevel, !- Design Level Calculation Method
128, !- Lighting Level {W}
, !- Watts per Zone Floor Area {W/m2}
, !- Watts per Person {W/person}
0.0000, !- Return Air Fraction
0.5800, !- Fraction Radiant
0.2100, !- Fraction Visible
1.0000, !- Fraction Replaceable
Specialty Foods, !- End-Use Subcategory
No; !- Return Air Fraction Calculated from Plenum Temperature
Lights,
A3-C - Specialty, !- Name
L1S2-AislesEast Thermal Zone, !- Zone or ZoneList Name
Lighting_Ambient, !- Schedule Name
LightingLevel, !- Design Level Calculation Method
128, !- Lighting Level {W}
, !- Watts per Zone Floor Area {W/m2}
, !- Watts per Person {W/person}
0.0000, !- Return Air Fraction
0.5800, !- Fraction Radiant
0.2100, !- Fraction Visible
1.0000, !- Fraction Replaceable
Specialty Foods, !- End-Use Subcategory
No; !- Return Air Fraction Calculated from Plenum Temperature
Lights,
P-A - Refrig Reach Prepared, !- Name
L1S1-SalesRefrigerationReachPrepared Thermal Zone, !- Zone or ZoneList Name
Lighting_Ambient, !- Schedule Name
LightingLevel, !- Design Level Calculation Method
32, !- Lighting Level {W}
, !- Watts per Zone Floor Area {W/m2}
, !- Watts per Person {W/person}
0.0000, !- Return Air Fraction
0.5800, !- Fraction Radiant
0.2100, !- Fraction Visible
1.0000, !- Fraction Replaceable
Refrig Reach Prepared, !- End-Use Subcategory
No; !- Return Air Fraction Calculated from Plenum Temperature
Lights,
P-B - Refrig Reach Prepared, !- Name
L1S1-SalesRefrigerationReachPrepared Thermal Zone, !- Zone or ZoneList Name
Lighting_Ambient, !- Schedule Name
LightingLevel, !- Design Level Calculation Method
32, !- Lighting Level {W}
, !- Watts per Zone Floor Area {W/m2}
, !- Watts per Person {W/person}
0.0000, !- Return Air Fraction
0.5800, !- Fraction Radiant
0.2100, !- Fraction Visible
1.0000, !- Fraction Replaceable
Refrig Reach Prepared, !- End-Use Subcategory
No; !- Return Air Fraction Calculated from Plenum Temperature
Lights,
P-C - Refrig Reach Prepared, !- Name
L1S1-SalesRefrigerationReachPrepared Thermal Zone, !- Zone or ZoneList Name
Lighting_Ambient, !- Schedule Name
LightingLevel, !- Design Level Calculation Method
32, !- Lighting Level {W}
, !- Watts per Zone Floor Area {W/m2}
, !- Watts per Person {W/person}
0.0000, !- Return Air Fraction
0.5800, !- Fraction Radiant
0.2100, !- Fraction Visible
1.0000, !- Fraction Replaceable
Refrig Reach Prepared, !- End-Use Subcategory
No; !- Return Air Fraction Calculated from Plenum Temperature
Lights,
P-D - Refrig Reach Prepared, !- Name
L1S1-SalesRefrigerationReachPrepared Thermal Zone, !- Zone or ZoneList Name
Lighting_Ambient, !- Schedule Name
LightingLevel, !- Design Level Calculation Method
32, !- Lighting Level {W}
, !- Watts per Zone Floor Area {W/m2}
, !- Watts per Person {W/person}
0.0000, !- Return Air Fraction
0.5800, !- Fraction Radiant
0.2100, !- Fraction Visible
1.0000, !- Fraction Replaceable
Refrig Reach Prepared, !- End-Use Subcategory
No; !- Return Air Fraction Calculated from Plenum Temperature
Lights,
P-E - Refrig Reach Prepared, !- Name
L1S1-SalesRefrigerationReachPrepared Thermal Zone, !- Zone or ZoneList Name
Lighting_Ambient, !- Schedule Name
LightingLevel, !- Design Level Calculation Method
32, !- Lighting Level {W}
, !- Watts per Zone Floor Area {W/m2}
, !- Watts per Person {W/person}
0.0000, !- Return Air Fraction
0.5800, !- Fraction Radiant
0.2100, !- Fraction Visible
1.0000, !- Fraction Replaceable
Refrig Reach Prepared, !- End-Use Subcategory
No; !- Return Air Fraction Calculated from Plenum Temperature
Lights,
P-F - Refrig Reach Prepared, !- Name
L1S1-SalesRefrigerationReachPrepared Thermal Zone, !- Zone or ZoneList Name
Lighting_Ambient, !- Schedule Name
LightingLevel, !- Design Level Calculation Method
32, !- Lighting Level {W}
, !- Watts per Zone Floor Area {W/m2}
, !- Watts per Person {W/person}
0.0000, !- Return Air Fraction
0.5800, !- Fraction Radiant
0.2100, !- Fraction Visible
1.0000, !- Fraction Replaceable
Refrig Reach Prepared, !- End-Use Subcategory
No; !- Return Air Fraction Calculated from Plenum Temperature
Lights,
P-G - Refrig Reach Prepared, !- Name
L1S1-SalesRefrigerationReachPrepared Thermal Zone, !- Zone or ZoneList Name
Lighting_Ambient, !- Schedule Name
LightingLevel, !- Design Level Calculation Method
32, !- Lighting Level {W}
, !- Watts per Zone Floor Area {W/m2}
, !- Watts per Person {W/person}
0.0000, !- Return Air Fraction
0.5800, !- Fraction Radiant
0.2100, !- Fraction Visible
1.0000, !- Fraction Replaceable
Refrig Reach Prepared, !- End-Use Subcategory
No; !- Return Air Fraction Calculated from Plenum Temperature
Lights,
P-H - Refrig Reach Prepared, !- Name
L1S1-SalesRefrigerationReachPrepared Thermal Zone, !- Zone or ZoneList Name
Lighting_Ambient, !- Schedule Name
LightingLevel, !- Design Level Calculation Method
32, !- Lighting Level {W}
, !- Watts per Zone Floor Area {W/m2}
, !- Watts per Person {W/person}
0.0000, !- Return Air Fraction
0.5800, !- Fraction Radiant
0.2100, !- Fraction Visible
1.0000, !- Fraction Replaceable
Refrig Reach Prepared, !- End-Use Subcategory
No; !- Return Air Fraction Calculated from Plenum Temperature
Lights,
P-I - Refrig Reach Prepared, !- Name
L1S1-SalesRefrigerationReachPrepared Thermal Zone, !- Zone or ZoneList Name
Lighting_Ambient, !- Schedule Name
LightingLevel, !- Design Level Calculation Method
32, !- Lighting Level {W}
, !- Watts per Zone Floor Area {W/m2}
, !- Watts per Person {W/person}
0.0000, !- Return Air Fraction
0.5800, !- Fraction Radiant
0.2100, !- Fraction Visible
1.0000, !- Fraction Replaceable
Refrig Reach Prepared, !- End-Use Subcategory
No; !- Return Air Fraction Calculated from Plenum Temperature
Lights,
E-A - Refrig Reach Prepared, !- Name
L1S1-SalesRefrigerationReachPrepared Thermal Zone, !- Zone or ZoneList Name
Lighting_Ambient, !- Schedule Name
LightingLevel, !- Design Level Calculation Method
42, !- Lighting Level {W}
, !- Watts per Zone Floor Area {W/m2}
, !- Watts per Person {W/person}
0.0000, !- Return Air Fraction
0.5800, !- Fraction Radiant
0.2100, !- Fraction Visible
1.0000, !- Fraction Replaceable
Refrig Reach Prepared, !- End-Use Subcategory
No; !- Return Air Fraction Calculated from Plenum Temperature
Lights,
L-A - Checkout, !- Name
L1S1-Checkout Thermal Zone, !- Zone or ZoneList Name
Lighting_Ambient, !- Schedule Name
LightingLevel, !- Design Level Calculation Method
128, !- Lighting Level {W}
, !- Watts per Zone Floor Area {W/m2}
, !- Watts per Person {W/person}
0.0000, !- Return Air Fraction
0.5800, !- Fraction Radiant
0.2100, !- Fraction Visible
1.0000, !- Fraction Replaceable
Checkout, !- End-Use Subcategory
No; !- Return Air Fraction Calculated from Plenum Temperature
Lights,
L-B - Checkout, !- Name
L1S1-Checkout Thermal Zone, !- Zone or ZoneList Name
Lighting_Ambient, !- Schedule Name
LightingLevel, !- Design Level Calculation Method
128, !- Lighting Level {W}
, !- Watts per Zone Floor Area {W/m2}
, !- Watts per Person {W/person}
0.0000, !- Return Air Fraction
0.5800, !- Fraction Radiant
0.2100, !- Fraction Visible
1.0000, !- Fraction Replaceable
Checkout, !- End-Use Subcategory
No; !- Return Air Fraction Calculated from Plenum Temperature
Lights,
L-C - Checkout, !- Name
L1S1-Checkout Thermal Zone, !- Zone or ZoneList Name
Lighting_Ambient, !- Schedule Name
LightingLevel, !- Design Level Calculation Method
128, !- Lighting Level {W}
, !- Watts per Zone Floor Area {W/m2}
, !- Watts per Person {W/person}
0.0000, !- Return Air Fraction
0.5800, !- Fraction Radiant
0.2100, !- Fraction Visible
1.0000, !- Fraction Replaceable
Checkout, !- End-Use Subcategory
No; !- Return Air Fraction Calculated from Plenum Temperature
Lights,
L-D - Checkout, !- Name
L1S1-Checkout Thermal Zone, !- Zone or ZoneList Name
Lighting_Ambient, !- Schedule Name
LightingLevel, !- Design Level Calculation Method
128, !- Lighting Level {W}
, !- Watts per Zone Floor Area {W/m2}
, !- Watts per Person {W/person}
0.0000, !- Return Air Fraction
0.5800, !- Fraction Radiant
0.2100, !- Fraction Visible
1.0000, !- Fraction Replaceable
Checkout, !- End-Use Subcategory
No; !- Return Air Fraction Calculated from Plenum Temperature
Lights,
L-E - Checkout, !- Name
L1S1-Checkout Thermal Zone, !- Zone or ZoneList Name
Lighting_Ambient, !- Schedule Name
LightingLevel, !- Design Level Calculation Method
128, !- Lighting Level {W}
, !- Watts per Zone Floor Area {W/m2}
, !- Watts per Person {W/person}
0.0000, !- Return Air Fraction
0.5800, !- Fraction Radiant
0.2100, !- Fraction Visible
1.0000, !- Fraction Replaceable
Checkout, !- End-Use Subcategory
No; !- Return Air Fraction Calculated from Plenum Temperature
Lights,
L-F - Checkout, !- Name
L1S1-Checkout Thermal Zone, !- Zone or ZoneList Name
Lighting_Ambient, !- Schedule Name
LightingLevel, !- Design Level Calculation Method
128, !- Lighting Level {W}
, !- Watts per Zone Floor Area {W/m2}
, !- Watts per Person {W/person}
0.0000, !- Return Air Fraction
0.5800, !- Fraction Radiant
0.2100, !- Fraction Visible
1.0000, !- Fraction Replaceable
Checkout, !- End-Use Subcategory
No; !- Return Air Fraction Calculated from Plenum Temperature
Lights,
F-A - Checkout, !- Name
L1S2-Checkout Thermal Zone, !- Zone or ZoneList Name
Lighting_Ambient, !- Schedule Name
LightingLevel, !- Design Level Calculation Method
70, !- Lighting Level {W}
, !- Watts per Zone Floor Area {W/m2}
, !- Watts per Person {W/person}
0.0000, !- Return Air Fraction
0.6300, !- Fraction Radiant
0.2700, !- Fraction Visible
1.0000, !- Fraction Replaceable
Checkout, !- End-Use Subcategory
No; !- Return Air Fraction Calculated from Plenum Temperature
Lights,
F-B - Checkout, !- Name
L1S2-Checkout Thermal Zone, !- Zone or ZoneList Name
Lighting_Ambient, !- Schedule Name
LightingLevel, !- Design Level Calculation Method
70, !- Lighting Level {W}
, !- Watts per Zone Floor Area {W/m2}
, !- Watts per Person {W/person}
0.0000, !- Return Air Fraction
0.6300, !- Fraction Radiant
0.2700, !- Fraction Visible
1.0000, !- Fraction Replaceable
Checkout, !- End-Use Subcategory
No; !- Return Air Fraction Calculated from Plenum Temperature
Lights,
F-C - Checkout, !- Name
L1S2-Checkout Thermal Zone, !- Zone or ZoneList Name
Lighting_Ambient, !- Schedule Name
LightingLevel, !- Design Level Calculation Method
70, !- Lighting Level {W}
, !- Watts per Zone Floor Area {W/m2}
, !- Watts per Person {W/person}
0.0000, !- Return Air Fraction
0.6300, !- Fraction Radiant
0.2700, !- Fraction Visible
1.0000, !- Fraction Replaceable
Checkout, !- End-Use Subcategory
No; !- Return Air Fraction Calculated from Plenum Temperature
Lights,
F-D - Checkout, !- Name
L1S2-Checkout Thermal Zone, !- Zone or ZoneList Name
Lighting_Ambient, !- Schedule Name
LightingLevel, !- Design Level Calculation Method
70, !- Lighting Level {W}
, !- Watts per Zone Floor Area {W/m2}
, !- Watts per Person {W/person}
0.0000, !- Return Air Fraction
0.6300, !- Fraction Radiant
0.2700, !- Fraction Visible
1.0000, !- Fraction Replaceable
Checkout, !- End-Use Subcategory
No; !- Return Air Fraction Calculated from Plenum Temperature
Lights,
F-E - Checkout, !- Name
L1S2-Checkout Thermal Zone, !- Zone or ZoneList Name
Lighting_Ambient, !- Schedule Name
LightingLevel, !- Design Level Calculation Method
70, !- Lighting Level {W}
, !- Watts per Zone Floor Area {W/m2}
, !- Watts per Person {W/person}
0.0000, !- Return Air Fraction
0.6300, !- Fraction Radiant
0.2700, !- Fraction Visible
1.0000, !- Fraction Replaceable
Checkout, !- End-Use Subcategory
No; !- Return Air Fraction Calculated from Plenum Temperature
Lights,
F-F - Checkout, !- Name
L1S2-Checkout Thermal Zone, !- Zone or ZoneList Name
Lighting_Ambient, !- Schedule Name
LightingLevel, !- Design Level Calculation Method
70, !- Lighting Level {W}
, !- Watts per Zone Floor Area {W/m2}
, !- Watts per Person {W/person}
0.0000, !- Return Air Fraction
0.6300, !- Fraction Radiant
0.2700, !- Fraction Visible
1.0000, !- Fraction Replaceable
Checkout, !- End-Use Subcategory
No; !- Return Air Fraction Calculated from Plenum Temperature
Lights,
M2-A - Checkout, !- Name
L1S1-Checkout Thermal Zone, !- Zone or ZoneList Name
Lighting_Ambient, !- Schedule Name
LightingLevel, !- Design Level Calculation Method
32, !- Lighting Level {W}
, !- Watts per Zone Floor Area {W/m2}
, !- Watts per Person {W/person}
0.0000, !- Return Air Fraction
0.5800, !- Fraction Radiant
0.2100, !- Fraction Visible
1.0000, !- Fraction Replaceable
Checkout, !- End-Use Subcategory
No; !- Return Air Fraction Calculated from Plenum Temperature
Lights,
M2-B - Checkout, !- Name
L1S1-Checkout Thermal Zone, !- Zone or ZoneList Name
Lighting_Ambient, !- Schedule Name
LightingLevel, !- Design Level Calculation Method
32, !- Lighting Level {W}
, !- Watts per Zone Floor Area {W/m2}
, !- Watts per Person {W/person}
0.0000, !- Return Air Fraction
0.5800, !- Fraction Radiant
0.2100, !- Fraction Visible
1.0000, !- Fraction Replaceable
Checkout, !- End-Use Subcategory
No; !- Return Air Fraction Calculated from Plenum Temperature
Lights,
F-A - Produce, !- Name
L1S2-AislesWest Thermal Zone, !- Zone or ZoneList Name
Lighting_Ambient, !- Schedule Name
LightingLevel, !- Design Level Calculation Method
70, !- Lighting Level {W}
, !- Watts per Zone Floor Area {W/m2}
, !- Watts per Person {W/person}
0.0000, !- Return Air Fraction
0.6300, !- Fraction Radiant
0.2700, !- Fraction Visible
1.0000, !- Fraction Replaceable
Produce, !- End-Use Subcategory
No; !- Return Air Fraction Calculated from Plenum Temperature
Lights,
F-B - Produce, !- Name
L1S2-AislesWest Thermal Zone, !- Zone or ZoneList Name
Lighting_Ambient, !- Schedule Name
LightingLevel, !- Design Level Calculation Method
70, !- Lighting Level {W}
, !- Watts per Zone Floor Area {W/m2}
, !- Watts per Person {W/person}
0.0000, !- Return Air Fraction
0.6300, !- Fraction Radiant
0.2700, !- Fraction Visible
1.0000, !- Fraction Replaceable
Produce, !- End-Use Subcategory
No; !- Return Air Fraction Calculated from Plenum Temperature
Lights,
F-C - Produce, !- Name
L1S2-AislesWest Thermal Zone, !- Zone or ZoneList Name
Lighting_Ambient, !- Schedule Name
LightingLevel, !- Design Level Calculation Method
70, !- Lighting Level {W}
, !- Watts per Zone Floor Area {W/m2}
, !- Watts per Person {W/person}
0.0000, !- Return Air Fraction
0.6300, !- Fraction Radiant
0.2700, !- Fraction Visible
1.0000, !- Fraction Replaceable
Produce, !- End-Use Subcategory
No; !- Return Air Fraction Calculated from Plenum Temperature
Lights,
F-D - Produce, !- Name
L1S2-AislesWest Thermal Zone, !- Zone or ZoneList Name
Lighting_Ambient, !- Schedule Name
LightingLevel, !- Design Level Calculation Method
70, !- Lighting Level {W}
, !- Watts per Zone Floor Area {W/m2}
, !- Watts per Person {W/person}
0.0000, !- Return Air Fraction
0.6300, !- Fraction Radiant
0.2700, !- Fraction Visible
1.0000, !- Fraction Replaceable
Produce, !- End-Use Subcategory
No; !- Return Air Fraction Calculated from Plenum Temperature
Lights,
F-E - Produce, !- Name
L1S2-AislesWest Thermal Zone, !- Zone or ZoneList Name
Lighting_Ambient, !- Schedule Name
LightingLevel, !- Design Level Calculation Method
70, !- Lighting Level {W}
, !- Watts per Zone Floor Area {W/m2}
, !- Watts per Person {W/person}
0.0000, !- Return Air Fraction
0.6300, !- Fraction Radiant
0.2700, !- Fraction Visible
1.0000, !- Fraction Replaceable
Produce, !- End-Use Subcategory
No; !- Return Air Fraction Calculated from Plenum Temperature
Lights,
F-F - Produce, !- Name
L1S2-AislesWest Thermal Zone, !- Zone or ZoneList Name
Lighting_Ambient, !- Schedule Name
LightingLevel, !- Design Level Calculation Method
70, !- Lighting Level {W}
, !- Watts per Zone Floor Area {W/m2}
, !- Watts per Person {W/person}
0.0000, !- Return Air Fraction
0.6300, !- Fraction Radiant
0.2700, !- Fraction Visible
1.0000, !- Fraction Replaceable
Produce, !- End-Use Subcategory
No; !- Return Air Fraction Calculated from Plenum Temperature
Lights,
F-G - Produce, !- Name
L1S2-AislesWest Thermal Zone, !- Zone or ZoneList Name
Lighting_Ambient, !- Schedule Name
LightingLevel, !- Design Level Calculation Method
70, !- Lighting Level {W}
, !- Watts per Zone Floor Area {W/m2}
, !- Watts per Person {W/person}
0.0000, !- Return Air Fraction
0.6300, !- Fraction Radiant
0.2700, !- Fraction Visible
1.0000, !- Fraction Replaceable
Produce, !- End-Use Subcategory
No; !- Return Air Fraction Calculated from Plenum Temperature
Lights,
F-H - Produce, !- Name
L1S2-AislesWest Thermal Zone, !- Zone or ZoneList Name
Lighting_Ambient, !- Schedule Name
LightingLevel, !- Design Level Calculation Method
70, !- Lighting Level {W}
, !- Watts per Zone Floor Area {W/m2}
, !- Watts per Person {W/person}
0.0000, !- Return Air Fraction
0.6300, !- Fraction Radiant
0.2700, !- Fraction Visible
1.0000, !- Fraction Replaceable
Produce, !- End-Use Subcategory
No; !- Return Air Fraction Calculated from Plenum Temperature
Lights,
F-I - Produce, !- Name
L1S2-AislesWest Thermal Zone, !- Zone or ZoneList Name
Lighting_Ambient, !- Schedule Name
LightingLevel, !- Design Level Calculation Method
70, !- Lighting Level {W}
, !- Watts per Zone Floor Area {W/m2}
, !- Watts per Person {W/person}
0.0000, !- Return Air Fraction
0.6300, !- Fraction Radiant
0.2700, !- Fraction Visible
1.0000, !- Fraction Replaceable
Produce, !- End-Use Subcategory
No; !- Return Air Fraction Calculated from Plenum Temperature
Lights,
F-J - Produce, !- Name
L1S2-AislesWest Thermal Zone, !- Zone or ZoneList Name
Lighting_Ambient, !- Schedule Name
LightingLevel, !- Design Level Calculation Method
70, !- Lighting Level {W}
, !- Watts per Zone Floor Area {W/m2}
, !- Watts per Person {W/person}
0.0000, !- Return Air Fraction
0.6300, !- Fraction Radiant
0.2700, !- Fraction Visible
1.0000, !- Fraction Replaceable
Produce, !- End-Use Subcategory
No; !- Return Air Fraction Calculated from Plenum Temperature
Lights,
E-A - Produce, !- Name
L1S1-Produce Thermal Zone, !- Zone or ZoneList Name
Lighting_Ambient, !- Schedule Name
LightingLevel, !- Design Level Calculation Method
42, !- Lighting Level {W}
, !- Watts per Zone Floor Area {W/m2}
, !- Watts per Person {W/person}
0.0000, !- Return Air Fraction
0.5800, !- Fraction Radiant
0.2100, !- Fraction Visible
1.0000, !- Fraction Replaceable
Produce, !- End-Use Subcategory
No; !- Return Air Fraction Calculated from Plenum Temperature
Lights,
AA-A - Receiving, !- Name
L1S1-Loading Thermal Zone, !- Zone or ZoneList Name
Lighting_Ambient, !- Schedule Name
LightingLevel, !- Design Level Calculation Method
128, !- Lighting Level {W}
, !- Watts per Zone Floor Area {W/m2}
, !- Watts per Person {W/person}
0.0000, !- Return Air Fraction
0.5800, !- Fraction Radiant
0.2100, !- Fraction Visible
1.0000, !- Fraction Replaceable
Recieving, !- End-Use Subcategory
No; !- Return Air Fraction Calculated from Plenum Temperature
Lights,
AA-B - Receiving, !- Name
L1S1-Loading Thermal Zone, !- Zone or ZoneList Name
Lighting_Ambient, !- Schedule Name
LightingLevel, !- Design Level Calculation Method
128, !- Lighting Level {W}
, !- Watts per Zone Floor Area {W/m2}
, !- Watts per Person {W/person}
0.0000, !- Return Air Fraction
0.5800, !- Fraction Radiant
0.2100, !- Fraction Visible
1.0000, !- Fraction Replaceable
Recieving, !- End-Use Subcategory
No; !- Return Air Fraction Calculated from Plenum Temperature
Lights,
AA-B - Receiving 2, !- Name
L1S1-Loading Thermal Zone, !- Zone or ZoneList Name
Lighting_Ambient, !- Schedule Name
LightingLevel, !- Design Level Calculation Method
128, !- Lighting Level {W}
, !- Watts per Zone Floor Area {W/m2}
, !- Watts per Person {W/person}
0.0000, !- Return Air Fraction
0.5800, !- Fraction Radiant
0.2100, !- Fraction Visible
1.0000, !- Fraction Replaceable
Recieving, !- End-Use Subcategory
No; !- Return Air Fraction Calculated from Plenum Temperature
Lights,
B2-A - Receiving Office, !- Name
L1S1-Loading Thermal Zone, !- Zone or ZoneList Name
Lighting_Ambient, !- Schedule Name
LightingLevel, !- Design Level Calculation Method
64, !- Lighting Level {W}
, !- Watts per Zone Floor Area {W/m2}
, !- Watts per Person {W/person}
0.0000, !- Return Air Fraction
0.5800, !- Fraction Radiant
0.2100, !- Fraction Visible
1.0000, !- Fraction Replaceable
Receiving Office, !- End-Use Subcategory
No; !- Return Air Fraction Calculated from Plenum Temperature
Lights,
B2-B - Receiving Office, !- Name
L1-102-ReceivingOffice Thermal Zone, !- Zone or ZoneList Name
Lighting_Ambient, !- Schedule Name
LightingLevel, !- Design Level Calculation Method
64, !- Lighting Level {W}
, !- Watts per Zone Floor Area {W/m2}
, !- Watts per Person {W/person}
0.0000, !- Return Air Fraction
0.5800, !- Fraction Radiant
0.2100, !- Fraction Visible
1.0000, !- Fraction Replaceable
Receiving Office, !- End-Use Subcategory
No; !- Return Air Fraction Calculated from Plenum Temperature
Lights,
B2-B - Receiving Office 2, !- Name
L1-102-ReceivingOffice Thermal Zone, !- Zone or ZoneList Name
Lighting_Ambient, !- Schedule Name
LightingLevel, !- Design Level Calculation Method
64, !- Lighting Level {W}
, !- Watts per Zone Floor Area {W/m2}
, !- Watts per Person {W/person}
0.0000, !- Return Air Fraction
0.5800, !- Fraction Radiant
0.2100, !- Fraction Visible
1.0000, !- Fraction Replaceable
Receiving Office, !- End-Use Subcategory
No; !- Return Air Fraction Calculated from Plenum Temperature
Lights,
AA1-A - Receiving Corridor, !- Name
L1S1-Loading Thermal Zone, !- Zone or ZoneList Name
Lighting_Ambient, !- Schedule Name
LightingLevel, !- Design Level Calculation Method
64, !- Lighting Level {W}
, !- Watts per Zone Floor Area {W/m2}
, !- Watts per Person {W/person}
0.0000, !- Return Air Fraction
0.5800, !- Fraction Radiant
0.2100, !- Fraction Visible
1.0000, !- Fraction Replaceable
Receiving Corridor, !- End-Use Subcategory
No; !- Return Air Fraction Calculated from Plenum Temperature
Lights,
AA1-B - Receiving Corridor, !- Name
L1S1-Loading Thermal Zone, !- Zone or ZoneList Name
Lighting_Ambient, !- Schedule Name
LightingLevel, !- Design Level Calculation Method
64, !- Lighting Level {W}
, !- Watts per Zone Floor Area {W/m2}
, !- Watts per Person {W/person}
0.0000, !- Return Air Fraction
0.5800, !- Fraction Radiant
0.2100, !- Fraction Visible
1.0000, !- Fraction Replaceable
Receiving Corridor, !- End-Use Subcategory
No; !- Return Air Fraction Calculated from Plenum Temperature
Lights,
BB1-A - Produce Cooler, !- Name
L1-108-ProduceCooler Thermal Zone, !- Zone or ZoneList Name
Lighting_Ambient, !- Schedule Name
LightingLevel, !- Design Level Calculation Method
64, !- Lighting Level {W}
, !- Watts per Zone Floor Area {W/m2}
, !- Watts per Person {W/person}
0.0000, !- Return Air Fraction
0.5800, !- Fraction Radiant
0.2100, !- Fraction Visible
1.0000, !- Fraction Replaceable
Produce Cooler, !- End-Use Subcategory
No; !- Return Air Fraction Calculated from Plenum Temperature
Lights,
BB1-B - Produce Cooler, !- Name
L1-108-ProduceCooler Thermal Zone, !- Zone or ZoneList Name
Lighting_Ambient, !- Schedule Name
LightingLevel, !- Design Level Calculation Method
64, !- Lighting Level {W}
, !- Watts per Zone Floor Area {W/m2}
, !- Watts per Person {W/person}
0.0000, !- Return Air Fraction
0.5800, !- Fraction Radiant
0.2100, !- Fraction Visible
1.0000, !- Fraction Replaceable
Produce Cooler, !- End-Use Subcategory
No; !- Return Air Fraction Calculated from Plenum Temperature
Lights,
BB1-C - Produce Cooler, !- Name
L1-108-ProduceCooler Thermal Zone, !- Zone or ZoneList Name
Lighting_Ambient, !- Schedule Name
LightingLevel, !- Design Level Calculation Method
64, !- Lighting Level {W}
, !- Watts per Zone Floor Area {W/m2}
, !- Watts per Person {W/person}
0.0000, !- Return Air Fraction
0.5800, !- Fraction Radiant
0.2100, !- Fraction Visible
1.0000, !- Fraction Replaceable
Produce Cooler, !- End-Use Subcategory
No; !- Return Air Fraction Calculated from Plenum Temperature
Lights,
BB1-D - Produce Cooler, !- Name
L1-108-ProduceCooler Thermal Zone, !- Zone or ZoneList Name
Lighting_Ambient, !- Schedule Name
LightingLevel, !- Design Level Calculation Method
64, !- Lighting Level {W}
, !- Watts per Zone Floor Area {W/m2}
, !- Watts per Person {W/person}
0.0000, !- Return Air Fraction
0.5800, !- Fraction Radiant
0.2100, !- Fraction Visible
1.0000, !- Fraction Replaceable
Produce Cooler, !- End-Use Subcategory
No; !- Return Air Fraction Calculated from Plenum Temperature
Lights,
B1-A - Produce Prep, !- Name
L1S1-Loading Thermal Zone, !- Zone or ZoneList Name
Lighting_Ambient, !- Schedule Name
LightingLevel, !- Design Level Calculation Method
64, !- Lighting Level {W}
, !- Watts per Zone Floor Area {W/m2}
, !- Watts per Person {W/person}
0.0000, !- Return Air Fraction
0.5800, !- Fraction Radiant
0.2100, !- Fraction Visible
1.0000, !- Fraction Replaceable
Produce Prep, !- End-Use Subcategory
No; !- Return Air Fraction Calculated from Plenum Temperature
Lights,
B1-B - Produce Prep, !- Name
L1S1-Loading Thermal Zone, !- Zone or ZoneList Name
Lighting_Ambient, !- Schedule Name
LightingLevel, !- Design Level Calculation Method
64, !- Lighting Level {W}
, !- Watts per Zone Floor Area {W/m2}
, !- Watts per Person {W/person}
0.0000, !- Return Air Fraction
0.5800, !- Fraction Radiant
0.2100, !- Fraction Visible
1.0000, !- Fraction Replaceable
Produce Prep, !- End-Use Subcategory
No; !- Return Air Fraction Calculated from Plenum Temperature
Lights,
B1-C - Produce Prep, !- Name
L1S1-Loading Thermal Zone, !- Zone or ZoneList Name
Lighting_Ambient, !- Schedule Name
LightingLevel, !- Design Level Calculation Method
64, !- Lighting Level {W}
, !- Watts per Zone Floor Area {W/m2}
, !- Watts per Person {W/person}
0.0000, !- Return Air Fraction
0.5800, !- Fraction Radiant
0.2100, !- Fraction Visible
1.0000, !- Fraction Replaceable
Produce Prep, !- End-Use Subcategory
No; !- Return Air Fraction Calculated from Plenum Temperature
Lights,
B1-D - Produce Prep, !- Name
L1S1-Loading Thermal Zone, !- Zone or ZoneList Name
Lighting_Ambient, !- Schedule Name
LightingLevel, !- Design Level Calculation Method
64, !- Lighting Level {W}
, !- Watts per Zone Floor Area {W/m2}
, !- Watts per Person {W/person}
0.0000, !- Return Air Fraction
0.5800, !- Fraction Radiant
0.2100, !- Fraction Visible
1.0000, !- Fraction Replaceable
Produce Prep, !- End-Use Subcategory
No; !- Return Air Fraction Calculated from Plenum Temperature
Lights,
B1-E - Produce Prep, !- Name
L1S1-Loading Thermal Zone, !- Zone or ZoneList Name
Lighting_Ambient, !- Schedule Name
LightingLevel, !- Design Level Calculation Method
64, !- Lighting Level {W}
, !- Watts per Zone Floor Area {W/m2}
, !- Watts per Person {W/person}
0.0000, !- Return Air Fraction
0.5800, !- Fraction Radiant
0.2100, !- Fraction Visible
1.0000, !- Fraction Replaceable
Produce Prep, !- End-Use Subcategory
No; !- Return Air Fraction Calculated from Plenum Temperature
Lights,
B1-F - Produce Prep, !- Name
L1S1-Loading Thermal Zone, !- Zone or ZoneList Name
Lighting_Ambient, !- Schedule Name
LightingLevel, !- Design Level Calculation Method
64, !- Lighting Level {W}
, !- Watts per Zone Floor Area {W/m2}
, !- Watts per Person {W/person}
0.0000, !- Return Air Fraction
0.5800, !- Fraction Radiant
0.2100, !- Fraction Visible
1.0000, !- Fraction Replaceable
Produce Prep, !- End-Use Subcategory
No; !- Return Air Fraction Calculated from Plenum Temperature
Lights,
B1-G - Produce Prep, !- Name
L1S1-Loading Thermal Zone, !- Zone or ZoneList Name
Lighting_Ambient, !- Schedule Name
LightingLevel, !- Design Level Calculation Method
64, !- Lighting Level {W}
, !- Watts per Zone Floor Area {W/m2}
, !- Watts per Person {W/person}
0.0000, !- Return Air Fraction
0.5800, !- Fraction Radiant
0.2100, !- Fraction Visible
1.0000, !- Fraction Replaceable
Produce Prep, !- End-Use Subcategory
No; !- Return Air Fraction Calculated from Plenum Temperature
Lights,
B1-H - Produce Prep, !- Name
L1S1-Loading Thermal Zone, !- Zone or ZoneList Name
Lighting_Ambient, !- Schedule Name
LightingLevel, !- Design Level Calculation Method
64, !- Lighting Level {W}
, !- Watts per Zone Floor Area {W/m2}
, !- Watts per Person {W/person}
0.0000, !- Return Air Fraction
0.5800, !- Fraction Radiant
0.2100, !- Fraction Visible
1.0000, !- Fraction Replaceable
Produce Prep, !- End-Use Subcategory
No; !- Return Air Fraction Calculated from Plenum Temperature
Lights,
AA1-A - Grocery Freezer, !- Name
L1S1-Loading Thermal Zone, !- Zone or ZoneList Name
Lighting_Ambient, !- Schedule Name
LightingLevel, !- Design Level Calculation Method
64, !- Lighting Level {W}
, !- Watts per Zone Floor Area {W/m2}
, !- Watts per Person {W/person}
0.0000, !- Return Air Fraction
0.5800, !- Fraction Radiant
0.2100, !- Fraction Visible
1.0000, !- Fraction Replaceable
Grocery Freezer, !- End-Use Subcategory
No; !- Return Air Fraction Calculated from Plenum Temperature
Lights,
BB1-A - Grocery Freezer, !- Name
L1-111-GroceryFreezer Thermal Zone, !- Zone or ZoneList Name
Lighting_Ambient, !- Schedule Name
LightingLevel, !- Design Level Calculation Method
64, !- Lighting Level {W}
, !- Watts per Zone Floor Area {W/m2}
, !- Watts per Person {W/person}
0.0000, !- Return Air Fraction
0.5800, !- Fraction Radiant
0.2100, !- Fraction Visible
1.0000, !- Fraction Replaceable
Grocery Freezer, !- End-Use Subcategory
No; !- Return Air Fraction Calculated from Plenum Temperature
Lights,
BB1-B - Grocery Freezer, !- Name
L1-111-GroceryFreezer Thermal Zone, !- Zone or ZoneList Name
Lighting_Ambient, !- Schedule Name
LightingLevel, !- Design Level Calculation Method
64, !- Lighting Level {W}
, !- Watts per Zone Floor Area {W/m2}
, !- Watts per Person {W/person}
0.0000, !- Return Air Fraction
0.5800, !- Fraction Radiant
0.2100, !- Fraction Visible
1.0000, !- Fraction Replaceable
Grocery Freezer, !- End-Use Subcategory
No; !- Return Air Fraction Calculated from Plenum Temperature
Lights,
BB-A - Dairy Cooler, !- Name
L1S1-DairyCooler Thermal Zone, !- Zone or ZoneList Name
Lighting_Ambient, !- Schedule Name
LightingLevel, !- Design Level Calculation Method
128, !- Lighting Level {W}
, !- Watts per Zone Floor Area {W/m2}
, !- Watts per Person {W/person}
0.0000, !- Return Air Fraction
0.5800, !- Fraction Radiant
0.2100, !- Fraction Visible
1.0000, !- Fraction Replaceable
Dairy Cooler, !- End-Use Subcategory
No; !- Return Air Fraction Calculated from Plenum Temperature
Lights,
BB-B - Dairy Cooler, !- Name
L1S1-DairyCooler Thermal Zone, !- Zone or ZoneList Name
Lighting_Ambient, !- Schedule Name
LightingLevel, !- Design Level Calculation Method
128, !- Lighting Level {W}
, !- Watts per Zone Floor Area {W/m2}
, !- Watts per Person {W/person}
0.0000, !- Return Air Fraction
0.5800, !- Fraction Radiant
0.2100, !- Fraction Visible
1.0000, !- Fraction Replaceable
Dairy Cooler, !- End-Use Subcategory
No; !- Return Air Fraction Calculated from Plenum Temperature
Lights,
AA-A - Beer Cage, !- Name
L1S1-BeerCage Thermal Zone, !- Zone or ZoneList Name
Lighting_Ambient, !- Schedule Name
LightingLevel, !- Design Level Calculation Method
128, !- Lighting Level {W}
, !- Watts per Zone Floor Area {W/m2}
, !- Watts per Person {W/person}
0.0000, !- Return Air Fraction
0.5800, !- Fraction Radiant
0.2100, !- Fraction Visible
1.0000, !- Fraction Replaceable
Beer Cage, !- End-Use Subcategory
No; !- Return Air Fraction Calculated from Plenum Temperature
Lights,
AA-A - Backstock, !- Name
L1S1-Backstock Thermal Zone, !- Zone or ZoneList Name
Lighting_Ambient, !- Schedule Name
LightingLevel, !- Design Level Calculation Method
128, !- Lighting Level {W}
, !- Watts per Zone Floor Area {W/m2}
, !- Watts per Person {W/person}
0.0000, !- Return Air Fraction
0.5800, !- Fraction Radiant
0.2100, !- Fraction Visible
1.0000, !- Fraction Replaceable
Backstock, !- End-Use Subcategory
No; !- Return Air Fraction Calculated from Plenum Temperature
Lights,
BB1-A - Meat Cooler, !- Name
L1S1-MeatSeafoodCooler Thermal Zone, !- Zone or ZoneList Name
Lighting_Ambient, !- Schedule Name
LightingLevel, !- Design Level Calculation Method
64, !- Lighting Level {W}
, !- Watts per Zone Floor Area {W/m2}
, !- Watts per Person {W/person}
0.0000, !- Return Air Fraction
0.5800, !- Fraction Radiant
0.2100, !- Fraction Visible
1.0000, !- Fraction Replaceable
Meat Cooler, !- End-Use Subcategory
No; !- Return Air Fraction Calculated from Plenum Temperature
Lights,
BB1-B - Meat Cooler, !- Name
L1S1-MeatSeafoodCooler Thermal Zone, !- Zone or ZoneList Name
Lighting_Ambient, !- Schedule Name
LightingLevel, !- Design Level Calculation Method
64, !- Lighting Level {W}
, !- Watts per Zone Floor Area {W/m2}
, !- Watts per Person {W/person}
0.0000, !- Return Air Fraction
0.5800, !- Fraction Radiant
0.2100, !- Fraction Visible
1.0000, !- Fraction Replaceable
Meat Cooler, !- End-Use Subcategory
No; !- Return Air Fraction Calculated from Plenum Temperature
Lights,
B2-A - Seafood Counter, !- Name
L1S1-SeafoodSurface Thermal Zone, !- Zone or ZoneList Name
Lighting_Ambient, !- Schedule Name
LightingLevel, !- Design Level Calculation Method
64, !- Lighting Level {W}
, !- Watts per Zone Floor Area {W/m2}
, !- Watts per Person {W/person}
0.0000, !- Return Air Fraction
0.5800, !- Fraction Radiant
0.2100, !- Fraction Visible
1.0000, !- Fraction Replaceable
Seafood Surface, !- End-Use Subcategory
No; !- Return Air Fraction Calculated from Plenum Temperature
Lights,
B2-B - Seafood Counter, !- Name
L1S1-SeafoodSurface Thermal Zone, !- Zone or ZoneList Name
Lighting_Ambient, !- Schedule Name
LightingLevel, !- Design Level Calculation Method
64, !- Lighting Level {W}
, !- Watts per Zone Floor Area {W/m2}
, !- Watts per Person {W/person}
0.0000, !- Return Air Fraction
0.5800, !- Fraction Radiant
0.2100, !- Fraction Visible
1.0000, !- Fraction Replaceable
Seafood Surface, !- End-Use Subcategory
No; !- Return Air Fraction Calculated from Plenum Temperature
Lights,
B2-C - Seafood Counter, !- Name
L1S1-SeafoodSurface Thermal Zone, !- Zone or ZoneList Name
Lighting_Ambient, !- Schedule Name
LightingLevel, !- Design Level Calculation Method
64, !- Lighting Level {W}
, !- Watts per Zone Floor Area {W/m2}
, !- Watts per Person {W/person}
0.0000, !- Return Air Fraction
0.5800, !- Fraction Radiant
0.2100, !- Fraction Visible
1.0000, !- Fraction Replaceable
Seafood Surface, !- End-Use Subcategory
No; !- Return Air Fraction Calculated from Plenum Temperature
Lights,
B2-D - Seafood Counter, !- Name
L1S1-SeafoodSurface Thermal Zone, !- Zone or ZoneList Name
Lighting_Ambient, !- Schedule Name
LightingLevel, !- Design Level Calculation Method
64, !- Lighting Level {W}
, !- Watts per Zone Floor Area {W/m2}
, !- Watts per Person {W/person}
0.0000, !- Return Air Fraction
0.5800, !- Fraction Radiant
0.2100, !- Fraction Visible
1.0000, !- Fraction Replaceable
Seafood Surface, !- End-Use Subcategory
No; !- Return Air Fraction Calculated from Plenum Temperature
Lights,
E1-A - Seafood Counter, !- Name
L1S1-SeafoodSurface Thermal Zone, !- Zone or ZoneList Name
Lighting_Ambient, !- Schedule Name
LightingLevel, !- Design Level Calculation Method
42, !- Lighting Level {W}
, !- Watts per Zone Floor Area {W/m2}
, !- Watts per Person {W/person}
0.0000, !- Return Air Fraction
0.5800, !- Fraction Radiant
0.2100, !- Fraction Visible
1.0000, !- Fraction Replaceable
Seafood Surface, !- End-Use Subcategory
No; !- Return Air Fraction Calculated from Plenum Temperature
Lights,
E1-B - Seafood Counter, !- Name
L1S1-SeafoodSurface Thermal Zone, !- Zone or ZoneList Name
Lighting_Ambient, !- Schedule Name
LightingLevel, !- Design Level Calculation Method
42, !- Lighting Level {W}
, !- Watts per Zone Floor Area {W/m2}
, !- Watts per Person {W/person}
0.0000, !- Return Air Fraction
0.5800, !- Fraction Radiant
0.2100, !- Fraction Visible
1.0000, !- Fraction Replaceable
Seafood Surface, !- End-Use Subcategory
No; !- Return Air Fraction Calculated from Plenum Temperature
Lights,
E1-C - Seafood Counter, !- Name
L1S1-SeafoodSurface Thermal Zone, !- Zone or ZoneList Name
Lighting_Ambient, !- Schedule Name
LightingLevel, !- Design Level Calculation Method
42, !- Lighting Level {W}
, !- Watts per Zone Floor Area {W/m2}
, !- Watts per Person {W/person}
0.0000, !- Return Air Fraction
0.5800, !- Fraction Radiant
0.2100, !- Fraction Visible
1.0000, !- Fraction Replaceable
Seafood Surface, !- End-Use Subcategory
No; !- Return Air Fraction Calculated from Plenum Temperature
Lights,
E1-D - Seafood Counter, !- Name
L1S1-SeafoodSurface Thermal Zone, !- Zone or ZoneList Name
Lighting_Ambient, !- Schedule Name
LightingLevel, !- Design Level Calculation Method
42, !- Lighting Level {W}
, !- Watts per Zone Floor Area {W/m2}
, !- Watts per Person {W/person}
0.0000, !- Return Air Fraction
0.5800, !- Fraction Radiant
0.2100, !- Fraction Visible
1.0000, !- Fraction Replaceable
Seafood Surface, !- End-Use Subcategory
No; !- Return Air Fraction Calculated from Plenum Temperature
Lights,
E1-E - Seafood Counter, !- Name
L1S1-SeafoodSurface Thermal Zone, !- Zone or ZoneList Name
Lighting_Ambient, !- Schedule Name
LightingLevel, !- Design Level Calculation Method
42, !- Lighting Level {W}
, !- Watts per Zone Floor Area {W/m2}
, !- Watts per Person {W/person}
0.0000, !- Return Air Fraction
0.5800, !- Fraction Radiant
0.2100, !- Fraction Visible
1.0000, !- Fraction Replaceable
Seafood Surface, !- End-Use Subcategory
No; !- Return Air Fraction Calculated from Plenum Temperature
Lights,
E1-F - Seafood Counter, !- Name
L1S1-SeafoodSurface Thermal Zone, !- Zone or ZoneList Name
Lighting_Ambient, !- Schedule Name
LightingLevel, !- Design Level Calculation Method
42, !- Lighting Level {W}
, !- Watts per Zone Floor Area {W/m2}
, !- Watts per Person {W/person}
0.0000, !- Return Air Fraction
0.5800, !- Fraction Radiant
0.2100, !- Fraction Visible
1.0000, !- Fraction Replaceable
Seafood Surface, !- End-Use Subcategory
No; !- Return Air Fraction Calculated from Plenum Temperature
Lights,
E1-G - Seafood Counter, !- Name
L1S1-SeafoodSurface Thermal Zone, !- Zone or ZoneList Name
Lighting_Ambient, !- Schedule Name
LightingLevel, !- Design Level Calculation Method
42, !- Lighting Level {W}
, !- Watts per Zone Floor Area {W/m2}
, !- Watts per Person {W/person}
0.0000, !- Return Air Fraction
0.5800, !- Fraction Radiant
0.2100, !- Fraction Visible
1.0000, !- Fraction Replaceable
Seafood Surface, !- End-Use Subcategory
No; !- Return Air Fraction Calculated from Plenum Temperature
Lights,
E1-H - Seafood Counter, !- Name
L1S1-SeafoodSurface Thermal Zone, !- Zone or ZoneList Name
Lighting_Ambient, !- Schedule Name
LightingLevel, !- Design Level Calculation Method
42, !- Lighting Level {W}
, !- Watts per Zone Floor Area {W/m2}
, !- Watts per Person {W/person}
0.0000, !- Return Air Fraction
0.5800, !- Fraction Radiant
0.2100, !- Fraction Visible
1.0000, !- Fraction Replaceable
Seafood Surface, !- End-Use Subcategory
No; !- Return Air Fraction Calculated from Plenum Temperature
Lights,
E1-I - Seafood Counter, !- Name
L1S1-SeafoodSurface Thermal Zone, !- Zone or ZoneList Name
Lighting_Ambient, !- Schedule Name
LightingLevel, !- Design Level Calculation Method
42, !- Lighting Level {W}
, !- Watts per Zone Floor Area {W/m2}
, !- Watts per Person {W/person}
0.0000, !- Return Air Fraction
0.5800, !- Fraction Radiant
0.2100, !- Fraction Visible
1.0000, !- Fraction Replaceable
Seafood Surface, !- End-Use Subcategory
No; !- Return Air Fraction Calculated from Plenum Temperature
Lights,
B-A - Prep Foods BOH, !- Name
L1S1-PreparedFoodsPrep Thermal Zone, !- Zone or ZoneList Name
Lighting_Ambient, !- Schedule Name
LightingLevel, !- Design Level Calculation Method
96, !- Lighting Level {W}
, !- Watts per Zone Floor Area {W/m2}
, !- Watts per Person {W/person}
0.0000, !- Return Air Fraction
0.5800, !- Fraction Radiant
0.2100, !- Fraction Visible
1.0000, !- Fraction Replaceable
Prepared Foods BOH, !- End-Use Subcategory
No; !- Return Air Fraction Calculated from Plenum Temperature
Lights,
B-B - Prep Foods BOH, !- Name
L1S1-PreparedFoodsPrep Thermal Zone, !- Zone or ZoneList Name
Lighting_Ambient, !- Schedule Name
LightingLevel, !- Design Level Calculation Method
96, !- Lighting Level {W}
, !- Watts per Zone Floor Area {W/m2}
, !- Watts per Person {W/person}
0.0000, !- Return Air Fraction
0.5800, !- Fraction Radiant
0.2100, !- Fraction Visible
1.0000, !- Fraction Replaceable
Prepared Foods BOH, !- End-Use Subcategory
No; !- Return Air Fraction Calculated from Plenum Temperature
Lights,
B-C - Prep Foods BOH, !- Name
L1S1-PreparedFoodsPrep Thermal Zone, !- Zone or ZoneList Name
Lighting_Ambient, !- Schedule Name
LightingLevel, !- Design Level Calculation Method
96, !- Lighting Level {W}
, !- Watts per Zone Floor Area {W/m2}
, !- Watts per Person {W/person}
0.0000, !- Return Air Fraction
0.5800, !- Fraction Radiant
0.2100, !- Fraction Visible
1.0000, !- Fraction Replaceable
Prepared Foods BOH, !- End-Use Subcategory
No; !- Return Air Fraction Calculated from Plenum Temperature
Lights,
B-D - Prep Foods BOH, !- Name
L1S1-PreparedFoodsPrep Thermal Zone, !- Zone or ZoneList Name
Lighting_Ambient, !- Schedule Name
LightingLevel, !- Design Level Calculation Method
96, !- Lighting Level {W}
, !- Watts per Zone Floor Area {W/m2}
, !- Watts per Person {W/person}
0.0000, !- Return Air Fraction
0.5800, !- Fraction Radiant
0.2100, !- Fraction Visible
1.0000, !- Fraction Replaceable
Prepared Foods BOH, !- End-Use Subcategory
No; !- Return Air Fraction Calculated from Plenum Temperature
Lights,
B-E - Prep Foods BOH, !- Name
L1S1-PreparedFoodsPrep Thermal Zone, !- Zone or ZoneList Name
Lighting_Ambient, !- Schedule Name
LightingLevel, !- Design Level Calculation Method
96, !- Lighting Level {W}
, !- Watts per Zone Floor Area {W/m2}
, !- Watts per Person {W/person}
0.0000, !- Return Air Fraction
0.5800, !- Fraction Radiant
0.2100, !- Fraction Visible
1.0000, !- Fraction Replaceable
Prepared Foods BOH, !- End-Use Subcategory
No; !- Return Air Fraction Calculated from Plenum Temperature
Lights,
BB1-A - Deli Cooler, !- Name
L1S1-DeliCooler Thermal Zone, !- Zone or ZoneList Name
Lighting_Ambient, !- Schedule Name
LightingLevel, !- Design Level Calculation Method
64, !- Lighting Level {W}
, !- Watts per Zone Floor Area {W/m2}
, !- Watts per Person {W/person}
0.0000, !- Return Air Fraction
0.5800, !- Fraction Radiant
0.2100, !- Fraction Visible
1.0000, !- Fraction Replaceable
Prepared Foods BOH, !- End-Use Subcategory
No; !- Return Air Fraction Calculated from Plenum Temperature
Lights,
N-A - Mens Room, !- Name
L1S1-Men Thermal Zone, !- Zone or ZoneList Name
Lighting_Ambient, !- Schedule Name
LightingLevel, !- Design Level Calculation Method
64, !- Lighting Level {W}
, !- Watts per Zone Floor Area {W/m2}
, !- Watts per Person {W/person}
0.0000, !- Return Air Fraction
0.5800, !- Fraction Radiant
0.2100, !- Fraction Visible
1.0000, !- Fraction Replaceable
Restrooms, !- End-Use Subcategory
No; !- Return Air Fraction Calculated from Plenum Temperature
Lights,
N-A - Mens Room 2, !- Name
L1-121-Men Thermal Zone, !- Zone or ZoneList Name
Lighting_Ambient, !- Schedule Name
LightingLevel, !- Design Level Calculation Method
64, !- Lighting Level {W}
, !- Watts per Zone Floor Area {W/m2}
, !- Watts per Person {W/person}
0.0000, !- Return Air Fraction
0.5800, !- Fraction Radiant
0.2100, !- Fraction Visible
1.0000, !- Fraction Replaceable
Restrooms, !- End-Use Subcategory
No; !- Return Air Fraction Calculated from Plenum Temperature
Lights,
E-A - Womens Room, !- Name
L1S1-Women Thermal Zone, !- Zone or ZoneList Name
Lighting_Ambient, !- Schedule Name
LightingLevel, !- Design Level Calculation Method
42, !- Lighting Level {W}
, !- Watts per Zone Floor Area {W/m2}
, !- Watts per Person {W/person}
0.0000, !- Return Air Fraction
0.5800, !- Fraction Radiant
0.2100, !- Fraction Visible
1.0000, !- Fraction Replaceable
Restrooms, !- End-Use Subcategory
No; !- Return Air Fraction Calculated from Plenum Temperature
Lights,
E-A - Mens Room, !- Name
L1S1-Men Thermal Zone, !- Zone or ZoneList Name
Lighting_Ambient, !- Schedule Name
LightingLevel, !- Design Level Calculation Method
42, !- Lighting Level {W}
, !- Watts per Zone Floor Area {W/m2}
, !- Watts per Person {W/person}
0.0000, !- Return Air Fraction
0.5800, !- Fraction Radiant
0.2100, !- Fraction Visible
1.0000, !- Fraction Replaceable
Restrooms, !- End-Use Subcategory
No; !- Return Air Fraction Calculated from Plenum Temperature
Lights,
B3-A - Corridor, !- Name
L1S1-Corridor Thermal Zone, !- Zone or ZoneList Name
Lighting_Ambient, !- Schedule Name
LightingLevel, !- Design Level Calculation Method
64, !- Lighting Level {W}
, !- Watts per Zone Floor Area {W/m2}
, !- Watts per Person {W/person}
0.0000, !- Return Air Fraction
0.5800, !- Fraction Radiant
0.2100, !- Fraction Visible
1.0000, !- Fraction Replaceable
Restrooms, !- End-Use Subcategory
No; !- Return Air Fraction Calculated from Plenum Temperature
Lights,
B3-B - Corridor, !- Name
L1S1-Corridor Thermal Zone, !- Zone or ZoneList Name
Lighting_Ambient, !- Schedule Name
LightingLevel, !- Design Level Calculation Method
64, !- Lighting Level {W}
, !- Watts per Zone Floor Area {W/m2}
, !- Watts per Person {W/person}
0.0000, !- Return Air Fraction
0.5800, !- Fraction Radiant
0.2100, !- Fraction Visible
1.0000, !- Fraction Replaceable
Restrooms, !- End-Use Subcategory
No; !- Return Air Fraction Calculated from Plenum Temperature
Lights,
AA-A - Stairs, !- Name
L1S1-Stairs Thermal Zone,!- Zone or ZoneList Name
Lighting_Ambient, !- Schedule Name
LightingLevel, !- Design Level Calculation Method
128, !- Lighting Level {W}
, !- Watts per Zone Floor Area {W/m2}
, !- Watts per Person {W/person}
0.0000, !- Return Air Fraction
0.5800, !- Fraction Radiant
0.2100, !- Fraction Visible
1.0000, !- Fraction Replaceable
Stairwell, !- End-Use Subcategory
No; !- Return Air Fraction Calculated from Plenum Temperature
Lights,
E-A - Meat-Seafood, !- Name
L1S1-SalesNorth Thermal Zone, !- Zone or ZoneList Name
Lighting_Ambient, !- Schedule Name
LightingLevel, !- Design Level Calculation Method
42, !- Lighting Level {W}
, !- Watts per Zone Floor Area {W/m2}
, !- Watts per Person {W/person}
0.0000, !- Return Air Fraction
0.5800, !- Fraction Radiant
0.2100, !- Fraction Visible
1.0000, !- Fraction Replaceable
Meat & Seafood, !- End-Use Subcategory
No; !- Return Air Fraction Calculated from Plenum Temperature
Lights,
E-B - Meat-Seafood, !- Name
L1S1-SalesNorth Thermal Zone, !- Zone or ZoneList Name
Lighting_Ambient, !- Schedule Name
LightingLevel, !- Design Level Calculation Method
42, !- Lighting Level {W}
, !- Watts per Zone Floor Area {W/m2}
, !- Watts per Person {W/person}
0.0000, !- Return Air Fraction
0.5800, !- Fraction Radiant
0.2100, !- Fraction Visible
1.0000, !- Fraction Replaceable
Meat & Seafood, !- End-Use Subcategory
No; !- Return Air Fraction Calculated from Plenum Temperature
Lights,
E-C - Meat-Seafood, !- Name
L1S1-SalesNorth Thermal Zone, !- Zone or ZoneList Name
Lighting_Ambient, !- Schedule Name
LightingLevel, !- Design Level Calculation Method
42, !- Lighting Level {W}
, !- Watts per Zone Floor Area {W/m2}
, !- Watts per Person {W/person}
0.0000, !- Return Air Fraction
0.5800, !- Fraction Radiant
0.2100, !- Fraction Visible
1.0000, !- Fraction Replaceable
Meat & Seafood, !- End-Use Subcategory
No; !- Return Air Fraction Calculated from Plenum Temperature
Lights,
E-D - Meat-Seafood, !- Name
L1S1-SalesNorth Thermal Zone, !- Zone or ZoneList Name
Lighting_Ambient, !- Schedule Name
LightingLevel, !- Design Level Calculation Method
42, !- Lighting Level {W}
, !- Watts per Zone Floor Area {W/m2}
, !- Watts per Person {W/person}
0.0000, !- Return Air Fraction
0.5800, !- Fraction Radiant
0.2100, !- Fraction Visible
1.0000, !- Fraction Replaceable
Meat & Seafood, !- End-Use Subcategory
No; !- Return Air Fraction Calculated from Plenum Temperature
Lights,
E-E - Meat-Seafood, !- Name
L1S1-SalesNorth Thermal Zone, !- Zone or ZoneList Name
Lighting_Ambient, !- Schedule Name
LightingLevel, !- Design Level Calculation Method
42, !- Lighting Level {W}
, !- Watts per Zone Floor Area {W/m2}
, !- Watts per Person {W/person}
0.0000, !- Return Air Fraction
0.5800, !- Fraction Radiant
0.2100, !- Fraction Visible
1.0000, !- Fraction Replaceable
Meat & Seafood, !- End-Use Subcategory
No; !- Return Air Fraction Calculated from Plenum Temperature
Lights,
E-F - Meat-Seafood, !- Name
L1S1-SalesNorth Thermal Zone, !- Zone or ZoneList Name
Lighting_Ambient, !- Schedule Name
LightingLevel, !- Design Level Calculation Method
42, !- Lighting Level {W}
, !- Watts per Zone Floor Area {W/m2}
, !- Watts per Person {W/person}
0.0000, !- Return Air Fraction
0.5800, !- Fraction Radiant
0.2100, !- Fraction Visible
1.0000, !- Fraction Replaceable
Meat & Seafood, !- End-Use Subcategory
No; !- Return Air Fraction Calculated from Plenum Temperature
Lights,
E-G - Meat-Seafood, !- Name
L1S1-SalesNorth Thermal Zone, !- Zone or ZoneList Name
Lighting_Ambient, !- Schedule Name
LightingLevel, !- Design Level Calculation Method
42, !- Lighting Level {W}
, !- Watts per Zone Floor Area {W/m2}
, !- Watts per Person {W/person}
0.0000, !- Return Air Fraction
0.5800, !- Fraction Radiant
0.2100, !- Fraction Visible
1.0000, !- Fraction Replaceable
Meat & Seafood, !- End-Use Subcategory
No; !- Return Air Fraction Calculated from Plenum Temperature
Lights,
E-H - Meat-Seafood, !- Name
L1S1-SalesNorth Thermal Zone, !- Zone or ZoneList Name
Lighting_Ambient, !- Schedule Name
LightingLevel, !- Design Level Calculation Method
42, !- Lighting Level {W}
, !- Watts per Zone Floor Area {W/m2}
, !- Watts per Person {W/person}
0.0000, !- Return Air Fraction
0.5800, !- Fraction Radiant
0.2100, !- Fraction Visible
1.0000, !- Fraction Replaceable
Meat & Seafood, !- End-Use Subcategory
No; !- Return Air Fraction Calculated from Plenum Temperature
Lights,
E-I - Meat-Seafood, !- Name
L1S1-SalesNorth Thermal Zone, !- Zone or ZoneList Name
Lighting_Ambient, !- Schedule Name
LightingLevel, !- Design Level Calculation Method
42, !- Lighting Level {W}
, !- Watts per Zone Floor Area {W/m2}
, !- Watts per Person {W/person}
0.0000, !- Return Air Fraction
0.5800, !- Fraction Radiant
0.2100, !- Fraction Visible
1.0000, !- Fraction Replaceable
Meat & Seafood, !- End-Use Subcategory
No; !- Return Air Fraction Calculated from Plenum Temperature
Lights,
E-J - Meat-Seafood, !- Name
L1S1-SalesNorth Thermal Zone, !- Zone or ZoneList Name
Lighting_Ambient, !- Schedule Name
LightingLevel, !- Design Level Calculation Method
42, !- Lighting Level {W}
, !- Watts per Zone Floor Area {W/m2}
, !- Watts per Person {W/person}
0.0000, !- Return Air Fraction
0.5800, !- Fraction Radiant
0.2100, !- Fraction Visible
1.0000, !- Fraction Replaceable
Meat & Seafood, !- End-Use Subcategory
No; !- Return Air Fraction Calculated from Plenum Temperature
Lights,
E-K - Meat-Seafood, !- Name
L1S1-SalesNorth Thermal Zone, !- Zone or ZoneList Name
Lighting_Ambient, !- Schedule Name
LightingLevel, !- Design Level Calculation Method
42, !- Lighting Level {W}
, !- Watts per Zone Floor Area {W/m2}
, !- Watts per Person {W/person}
0.0000, !- Return Air Fraction
0.5800, !- Fraction Radiant
0.2100, !- Fraction Visible
1.0000, !- Fraction Replaceable
Meat & Seafood, !- End-Use Subcategory
No; !- Return Air Fraction Calculated from Plenum Temperature
Lights,
P-A - Meat-Seafood, !- Name
L1S1-SalesNorth Thermal Zone, !- Zone or ZoneList Name
Lighting_Ambient, !- Schedule Name
LightingLevel, !- Design Level Calculation Method
32, !- Lighting Level {W}
, !- Watts per Zone Floor Area {W/m2}
, !- Watts per Person {W/person}
0.0000, !- Return Air Fraction
0.5800, !- Fraction Radiant
0.2100, !- Fraction Visible
1.0000, !- Fraction Replaceable
Meat & Seafood, !- End-Use Subcategory
No; !- Return Air Fraction Calculated from Plenum Temperature
Lights,
P-B - Meat-Seafood, !- Name
L1S1-SalesNorth Thermal Zone, !- Zone or ZoneList Name
Lighting_Ambient, !- Schedule Name
LightingLevel, !- Design Level Calculation Method
32, !- Lighting Level {W}
, !- Watts per Zone Floor Area {W/m2}
, !- Watts per Person {W/person}
0.0000, !- Return Air Fraction
0.5800, !- Fraction Radiant
0.2100, !- Fraction Visible
1.0000, !- Fraction Replaceable
Meat & Seafood, !- End-Use Subcategory
No; !- Return Air Fraction Calculated from Plenum Temperature
Lights,
P-C - Meat-Seafood, !- Name
L1S1-SalesNorth Thermal Zone, !- Zone or ZoneList Name
Lighting_Ambient, !- Schedule Name
LightingLevel, !- Design Level Calculation Method
32, !- Lighting Level {W}
, !- Watts per Zone Floor Area {W/m2}
, !- Watts per Person {W/person}
0.0000, !- Return Air Fraction
0.5800, !- Fraction Radiant
0.2100, !- Fraction Visible
1.0000, !- Fraction Replaceable
Meat & Seafood, !- End-Use Subcategory
No; !- Return Air Fraction Calculated from Plenum Temperature
Lights,
P-D - Meat-Seafood, !- Name
L1S1-SalesNorth Thermal Zone, !- Zone or ZoneList Name
Lighting_Ambient, !- Schedule Name
LightingLevel, !- Design Level Calculation Method
32, !- Lighting Level {W}
, !- Watts per Zone Floor Area {W/m2}
, !- Watts per Person {W/person}
0.0000, !- Return Air Fraction
0.5800, !- Fraction Radiant
0.2100, !- Fraction Visible
1.0000, !- Fraction Replaceable
Meat & Seafood, !- End-Use Subcategory
No; !- Return Air Fraction Calculated from Plenum Temperature
Lights,
P-E - Meat-Seafood, !- Name
L1S1-SalesNorth Thermal Zone, !- Zone or ZoneList Name
Lighting_Ambient, !- Schedule Name
LightingLevel, !- Design Level Calculation Method
32, !- Lighting Level {W}
, !- Watts per Zone Floor Area {W/m2}
, !- Watts per Person {W/person}
0.0000, !- Return Air Fraction
0.5800, !- Fraction Radiant
0.2100, !- Fraction Visible
1.0000, !- Fraction Replaceable
Meat & Seafood, !- End-Use Subcategory
No; !- Return Air Fraction Calculated from Plenum Temperature
Lights,
P-F - Meat-Seafood, !- Name
L1S1-SalesNorth Thermal Zone, !- Zone or ZoneList Name
Lighting_Ambient, !- Schedule Name
LightingLevel, !- Design Level Calculation Method
32, !- Lighting Level {W}
, !- Watts per Zone Floor Area {W/m2}
, !- Watts per Person {W/person}
0.0000, !- Return Air Fraction
0.5800, !- Fraction Radiant
0.2100, !- Fraction Visible
1.0000, !- Fraction Replaceable
Meat & Seafood, !- End-Use Subcategory
No; !- Return Air Fraction Calculated from Plenum Temperature
Lights,
P-G - Meat-Seafood, !- Name
L1S1-SalesNorth Thermal Zone, !- Zone or ZoneList Name
Lighting_Ambient, !- Schedule Name
LightingLevel, !- Design Level Calculation Method
32, !- Lighting Level {W}
, !- Watts per Zone Floor Area {W/m2}
, !- Watts per Person {W/person}
0.0000, !- Return Air Fraction
0.5800, !- Fraction Radiant
0.2100, !- Fraction Visible
1.0000, !- Fraction Replaceable
Meat & Seafood, !- End-Use Subcategory
No; !- Return Air Fraction Calculated from Plenum Temperature
Lights,
P-H - Meat-Seafood, !- Name
L1S1-SalesNorth Thermal Zone, !- Zone or ZoneList Name
Lighting_Ambient, !- Schedule Name
LightingLevel, !- Design Level Calculation Method
32, !- Lighting Level {W}
, !- Watts per Zone Floor Area {W/m2}
, !- Watts per Person {W/person}
0.0000, !- Return Air Fraction
0.5800, !- Fraction Radiant
0.2100, !- Fraction Visible
1.0000, !- Fraction Replaceable
Meat & Seafood, !- End-Use Subcategory
No; !- Return Air Fraction Calculated from Plenum Temperature
Lights,
P-I - Meat-Seafood, !- Name
L1S1-SalesNorth Thermal Zone, !- Zone or ZoneList Name
Lighting_Ambient, !- Schedule Name
LightingLevel, !- Design Level Calculation Method
32, !- Lighting Level {W}
, !- Watts per Zone Floor Area {W/m2}
, !- Watts per Person {W/person}
0.0000, !- Return Air Fraction
0.5800, !- Fraction Radiant
0.2100, !- Fraction Visible
1.0000, !- Fraction Replaceable
Meat & Seafood, !- End-Use Subcategory
No; !- Return Air Fraction Calculated from Plenum Temperature
Lights,
P-A - Dairy, !- Name
L1S1-SalesRefrigerationReachInDairy2 Thermal Zone, !- Zone or ZoneList Name
Lighting_Ambient, !- Schedule Name
LightingLevel, !- Design Level Calculation Method
32, !- Lighting Level {W}
, !- Watts per Zone Floor Area {W/m2}
, !- Watts per Person {W/person}
0.0000, !- Return Air Fraction
0.5800, !- Fraction Radiant
0.2100, !- Fraction Visible
1.0000, !- Fraction Replaceable
Dairy, !- End-Use Subcategory
No; !- Return Air Fraction Calculated from Plenum Temperature
Lights,
P-B - Dairy, !- Name
L1S1-SalesRefrigerationReachInDairy2 Thermal Zone, !- Zone or ZoneList Name
Lighting_Ambient, !- Schedule Name
LightingLevel, !- Design Level Calculation Method
32, !- Lighting Level {W}
, !- Watts per Zone Floor Area {W/m2}
, !- Watts per Person {W/person}
0.0000, !- Return Air Fraction
0.5800, !- Fraction Radiant
0.2100, !- Fraction Visible
1.0000, !- Fraction Replaceable
Dairy, !- End-Use Subcategory
No; !- Return Air Fraction Calculated from Plenum Temperature
Lights,
P-C - Dairy, !- Name
L1S1-SalesRefrigerationReachInDairy2 Thermal Zone, !- Zone or ZoneList Name
Lighting_Ambient, !- Schedule Name
LightingLevel, !- Design Level Calculation Method
32, !- Lighting Level {W}
, !- Watts per Zone Floor Area {W/m2}
, !- Watts per Person {W/person}
0.0000, !- Return Air Fraction
0.5800, !- Fraction Radiant
0.2100, !- Fraction Visible
1.0000, !- Fraction Replaceable
Dairy, !- End-Use Subcategory
No; !- Return Air Fraction Calculated from Plenum Temperature
Lights,
P-D - Dairy, !- Name
L1S1-SalesRefrigerationReachInDairy2 Thermal Zone, !- Zone or ZoneList Name
Lighting_Ambient, !- Schedule Name
LightingLevel, !- Design Level Calculation Method
32, !- Lighting Level {W}
, !- Watts per Zone Floor Area {W/m2}
, !- Watts per Person {W/person}
0.0000, !- Return Air Fraction
0.5800, !- Fraction Radiant
0.2100, !- Fraction Visible
1.0000, !- Fraction Replaceable
Dairy, !- End-Use Subcategory
No; !- Return Air Fraction Calculated from Plenum Temperature
Lights,
P-E - Dairy, !- Name
L1S1-SalesRefrigerationReachInDairy2 Thermal Zone, !- Zone or ZoneList Name
Lighting_Ambient, !- Schedule Name
LightingLevel, !- Design Level Calculation Method
32, !- Lighting Level {W}
, !- Watts per Zone Floor Area {W/m2}
, !- Watts per Person {W/person}
0.0000, !- Return Air Fraction
0.5800, !- Fraction Radiant
0.2100, !- Fraction Visible
1.0000, !- Fraction Replaceable
Dairy, !- End-Use Subcategory
No; !- Return Air Fraction Calculated from Plenum Temperature
Lights,
B3-A - Sales Aisle Bulk, !- Name
L1S1-SalesAisle1 Thermal Zone, !- Zone or ZoneList Name
Lighting_Ambient, !- Schedule Name
LightingLevel, !- Design Level Calculation Method
64, !- Lighting Level {W}
, !- Watts per Zone Floor Area {W/m2}
, !- Watts per Person {W/person}
0.0000, !- Return Air Fraction
0.5800, !- Fraction Radiant
0.2100, !- Fraction Visible
1.0000, !- Fraction Replaceable
Sales, !- End-Use Subcategory
No; !- Return Air Fraction Calculated from Plenum Temperature
Lights,
B3-B - Sales Aisle Bulk, !- Name
L1S1-SalesAisle1 Thermal Zone, !- Zone or ZoneList Name
Lighting_Ambient, !- Schedule Name
LightingLevel, !- Design Level Calculation Method
64, !- Lighting Level {W}
, !- Watts per Zone Floor Area {W/m2}
, !- Watts per Person {W/person}
0.0000, !- Return Air Fraction
0.5800, !- Fraction Radiant
0.2100, !- Fraction Visible
1.0000, !- Fraction Replaceable
Sales, !- End-Use Subcategory
No; !- Return Air Fraction Calculated from Plenum Temperature
Lights,
B3-A - Sales Aisle 1-2, !- Name
L1S1-SalesAisle1 Thermal Zone, !- Zone or ZoneList Name
Lighting_Ambient, !- Schedule Name
LightingLevel, !- Design Level Calculation Method
64, !- Lighting Level {W}
, !- Watts per Zone Floor Area {W/m2}
, !- Watts per Person {W/person}
0.0000, !- Return Air Fraction
0.5800, !- Fraction Radiant
0.2100, !- Fraction Visible
1.0000, !- Fraction Replaceable
Sales, !- End-Use Subcategory
No; !- Return Air Fraction Calculated from Plenum Temperature
Lights,
B3-B - Sales Aisle 1-2, !- Name
L1S1-SalesAisle1 Thermal Zone, !- Zone or ZoneList Name
Lighting_Ambient, !- Schedule Name
LightingLevel, !- Design Level Calculation Method
64, !- Lighting Level {W}
, !- Watts per Zone Floor Area {W/m2}
, !- Watts per Person {W/person}
0.0000, !- Return Air Fraction
0.5800, !- Fraction Radiant
0.2100, !- Fraction Visible
1.0000, !- Fraction Replaceable
Sales, !- End-Use Subcategory
No; !- Return Air Fraction Calculated from Plenum Temperature
Lights,
B3-A - Sales Aisle 3-4, !- Name
L1S1-SalesAisle4 Thermal Zone, !- Zone or ZoneList Name
Lighting_Ambient, !- Schedule Name
LightingLevel, !- Design Level Calculation Method
64, !- Lighting Level {W}
, !- Watts per Zone Floor Area {W/m2}
, !- Watts per Person {W/person}
0.0000, !- Return Air Fraction
0.5800, !- Fraction Radiant
0.2100, !- Fraction Visible
1.0000, !- Fraction Replaceable
Sales, !- End-Use Subcategory
No; !- Return Air Fraction Calculated from Plenum Temperature
Lights,
B3-B - Sales Aisle 3-4, !- Name
L1S1-SalesAisle4 Thermal Zone, !- Zone or ZoneList Name
Lighting_Ambient, !- Schedule Name
LightingLevel, !- Design Level Calculation Method
64, !- Lighting Level {W}
, !- Watts per Zone Floor Area {W/m2}
, !- Watts per Person {W/person}
0.0000, !- Return Air Fraction
0.5800, !- Fraction Radiant
0.2100, !- Fraction Visible
1.0000, !- Fraction Replaceable
Sales, !- End-Use Subcategory
No; !- Return Air Fraction Calculated from Plenum Temperature
Lights,
B3-A - Sales Aisle 5-6, !- Name
L1S1-SalesAisle4 Thermal Zone, !- Zone or ZoneList Name
Lighting_Ambient, !- Schedule Name
LightingLevel, !- Design Level Calculation Method
64, !- Lighting Level {W}
, !- Watts per Zone Floor Area {W/m2}
, !- Watts per Person {W/person}
0.0000, !- Return Air Fraction
0.5800, !- Fraction Radiant
0.2100, !- Fraction Visible
1.0000, !- Fraction Replaceable
Sales, !- End-Use Subcategory
No; !- Return Air Fraction Calculated from Plenum Temperature
Lights,
B3-B - Sales Aisle 5-6, !- Name
L1S1-SalesAisle4 Thermal Zone, !- Zone or ZoneList Name
Lighting_Ambient, !- Schedule Name
LightingLevel, !- Design Level Calculation Method
64, !- Lighting Level {W}
, !- Watts per Zone Floor Area {W/m2}
, !- Watts per Person {W/person}
0.0000, !- Return Air Fraction
0.5800, !- Fraction Radiant
0.2100, !- Fraction Visible
1.0000, !- Fraction Replaceable
Sales, !- End-Use Subcategory
No; !- Return Air Fraction Calculated from Plenum Temperature
Lights,
B3-A - Sales Aisle 7-8, !- Name
L1S1-SalesAisle4 Thermal Zone, !- Zone or ZoneList Name
Lighting_Ambient, !- Schedule Name
LightingLevel, !- Design Level Calculation Method
64, !- Lighting Level {W}
, !- Watts per Zone Floor Area {W/m2}
, !- Watts per Person {W/person}
0.0000, !- Return Air Fraction
0.5800, !- Fraction Radiant
0.2100, !- Fraction Visible
1.0000, !- Fraction Replaceable
Sales, !- End-Use Subcategory
No; !- Return Air Fraction Calculated from Plenum Temperature
Lights,
B3-B - Sales Aisle 7-8, !- Name
L1S1-SalesAisle4 Thermal Zone, !- Zone or ZoneList Name
Lighting_Ambient, !- Schedule Name
LightingLevel, !- Design Level Calculation Method
64, !- Lighting Level {W}
, !- Watts per Zone Floor Area {W/m2}
, !- Watts per Person {W/person}
0.0000, !- Return Air Fraction
0.5800, !- Fraction Radiant
0.2100, !- Fraction Visible
1.0000, !- Fraction Replaceable
Sales, !- End-Use Subcategory
No; !- Return Air Fraction Calculated from Plenum Temperature
Lights,
B3-A - Refrig Sales Aisle, !- Name
L1S1-SalesRefrigerationAisle6 Thermal Zone, !- Zone or ZoneList Name
Lighting_Ambient, !- Schedule Name
LightingLevel, !- Design Level Calculation Method
64, !- Lighting Level {W}
, !- Watts per Zone Floor Area {W/m2}
, !- Watts per Person {W/person}
0.0000, !- Return Air Fraction
0.5800, !- Fraction Radiant
0.2100, !- Fraction Visible
1.0000, !- Fraction Replaceable
Sales, !- End-Use Subcategory
No; !- Return Air Fraction Calculated from Plenum Temperature
Lights,
B3-B - Refrig Sales Aisle, !- Name
L1S1-SalesRefrigerationAisle6 Thermal Zone, !- Zone or ZoneList Name
Lighting_Ambient, !- Schedule Name
LightingLevel, !- Design Level Calculation Method
64, !- Lighting Level {W}
, !- Watts per Zone Floor Area {W/m2}
, !- Watts per Person {W/person}
0.0000, !- Return Air Fraction
0.5800, !- Fraction Radiant
0.2100, !- Fraction Visible
1.0000, !- Fraction Replaceable
Sales, !- End-Use Subcategory
No; !- Return Air Fraction Calculated from Plenum Temperature
Lights,
A-A - Bulk Sales Aisle, !- Name
L1S2-AislesWest Thermal Zone, !- Zone or ZoneList Name
Lighting_Ambient, !- Schedule Name
LightingLevel, !- Design Level Calculation Method
128, !- Lighting Level {W}
, !- Watts per Zone Floor Area {W/m2}
, !- Watts per Person {W/person}
0.0000, !- Return Air Fraction
0.5800, !- Fraction Radiant
0.2100, !- Fraction Visible
1.0000, !- Fraction Replaceable
Sales, !- End-Use Subcategory
No; !- Return Air Fraction Calculated from Plenum Temperature
Lights,
A-B - Bulk Sales Aisle, !- Name
L1S2-AislesWest Thermal Zone, !- Zone or ZoneList Name
Lighting_Ambient, !- Schedule Name
LightingLevel, !- Design Level Calculation Method
128, !- Lighting Level {W}
, !- Watts per Zone Floor Area {W/m2}
, !- Watts per Person {W/person}
0.0000, !- Return Air Fraction
0.5800, !- Fraction Radiant
0.2100, !- Fraction Visible
1.0000, !- Fraction Replaceable
Sales, !- End-Use Subcategory
No; !- Return Air Fraction Calculated from Plenum Temperature
Lights,
A-C - Bulk Sales Aisle, !- Name
L1S2-AislesWest Thermal Zone, !- Zone or ZoneList Name
Lighting_Ambient, !- Schedule Name
LightingLevel, !- Design Level Calculation Method
128, !- Lighting Level {W}
, !- Watts per Zone Floor Area {W/m2}
, !- Watts per Person {W/person}
0.0000, !- Return Air Fraction
0.5800, !- Fraction Radiant
0.2100, !- Fraction Visible
1.0000, !- Fraction Replaceable
Sales, !- End-Use Subcategory
No; !- Return Air Fraction Calculated from Plenum Temperature
Lights,
A-A - Sales Aisle 1-2, !- Name
L1S2-AislesWest Thermal Zone, !- Zone or ZoneList Name
Lighting_Ambient, !- Schedule Name
LightingLevel, !- Design Level Calculation Method
128, !- Lighting Level {W}
, !- Watts per Zone Floor Area {W/m2}
, !- Watts per Person {W/person}
0.0000, !- Return Air Fraction
0.5800, !- Fraction Radiant
0.2100, !- Fraction Visible
1.0000, !- Fraction Replaceable
Sales, !- End-Use Subcategory
No; !- Return Air Fraction Calculated from Plenum Temperature
Lights,
A-B - Sales Aisle 1-2, !- Name
L1S2-AislesWest Thermal Zone, !- Zone or ZoneList Name
Lighting_Ambient, !- Schedule Name
LightingLevel, !- Design Level Calculation Method
128, !- Lighting Level {W}
, !- Watts per Zone Floor Area {W/m2}
, !- Watts per Person {W/person}
0.0000, !- Return Air Fraction
0.5800, !- Fraction Radiant
0.2100, !- Fraction Visible
1.0000, !- Fraction Replaceable
Sales, !- End-Use Subcategory
No; !- Return Air Fraction Calculated from Plenum Temperature
Lights,
A-C - Sales Aisle 1-2, !- Name
L1S2-AislesWest Thermal Zone, !- Zone or ZoneList Name
Lighting_Ambient, !- Schedule Name
LightingLevel, !- Design Level Calculation Method
128, !- Lighting Level {W}
, !- Watts per Zone Floor Area {W/m2}
, !- Watts per Person {W/person}
0.0000, !- Return Air Fraction
0.5800, !- Fraction Radiant
0.2100, !- Fraction Visible
1.0000, !- Fraction Replaceable
Sales, !- End-Use Subcategory
No; !- Return Air Fraction Calculated from Plenum Temperature
Lights,
A1-A - Sales Aisle 3-4, !- Name
L1S2-AislesEast Thermal Zone, !- Zone or ZoneList Name
Lighting_Ambient, !- Schedule Name
LightingLevel, !- Design Level Calculation Method
64, !- Lighting Level {W}
, !- Watts per Zone Floor Area {W/m2}
, !- Watts per Person {W/person}
0.0000, !- Return Air Fraction
0.5800, !- Fraction Radiant
0.2100, !- Fraction Visible
1.0000, !- Fraction Replaceable
Sales, !- End-Use Subcategory
No; !- Return Air Fraction Calculated from Plenum Temperature
Lights,
A-A - Sales Aisle 3-4, !- Name
L1S2-AislesEast Thermal Zone, !- Zone or ZoneList Name
Lighting_Ambient, !- Schedule Name
LightingLevel, !- Design Level Calculation Method
128, !- Lighting Level {W}
, !- Watts per Zone Floor Area {W/m2}
, !- Watts per Person {W/person}
0.0000, !- Return Air Fraction
0.5800, !- Fraction Radiant
0.2100, !- Fraction Visible
1.0000, !- Fraction Replaceable
Sales, !- End-Use Subcategory
No; !- Return Air Fraction Calculated from Plenum Temperature
Lights,
A-B - Sales Aisle 3-4, !- Name
L1S2-AislesEast Thermal Zone, !- Zone or ZoneList Name
Lighting_Ambient, !- Schedule Name
LightingLevel, !- Design Level Calculation Method
128, !- Lighting Level {W}
, !- Watts per Zone Floor Area {W/m2}
, !- Watts per Person {W/person}
0.0000, !- Return Air Fraction
0.5800, !- Fraction Radiant
0.2100, !- Fraction Visible
1.0000, !- Fraction Replaceable
Sales, !- End-Use Subcategory
No; !- Return Air Fraction Calculated from Plenum Temperature
Lights,
A-C - Sales Aisle 3-4, !- Name
L1S2-AislesEast Thermal Zone, !- Zone or ZoneList Name
Lighting_Ambient, !- Schedule Name
LightingLevel, !- Design Level Calculation Method
128, !- Lighting Level {W}
, !- Watts per Zone Floor Area {W/m2}
, !- Watts per Person {W/person}
0.0000, !- Return Air Fraction
0.5800, !- Fraction Radiant
0.2100, !- Fraction Visible
1.0000, !- Fraction Replaceable
Sales, !- End-Use Subcategory
No; !- Return Air Fraction Calculated from Plenum Temperature
Lights,
A-D - Sales Aisle 3-4, !- Name
L1S2-AislesEast Thermal Zone, !- Zone or ZoneList Name
Lighting_Ambient, !- Schedule Name
LightingLevel, !- Design Level Calculation Method
128, !- Lighting Level {W}
, !- Watts per Zone Floor Area {W/m2}
, !- Watts per Person {W/person}
0.0000, !- Return Air Fraction
0.5800, !- Fraction Radiant
0.2100, !- Fraction Visible
1.0000, !- Fraction Replaceable
Sales, !- End-Use Subcategory
No; !- Return Air Fraction Calculated from Plenum Temperature
Lights,
A-E - Sales Aisle 3-4, !- Name
L1S2-AislesEast Thermal Zone, !- Zone or ZoneList Name
Lighting_Ambient, !- Schedule Name
LightingLevel, !- Design Level Calculation Method
128, !- Lighting Level {W}
, !- Watts per Zone Floor Area {W/m2}
, !- Watts per Person {W/person}
0.0000, !- Return Air Fraction
0.5800, !- Fraction Radiant
0.2100, !- Fraction Visible
1.0000, !- Fraction Replaceable
Sales, !- End-Use Subcategory
No; !- Return Air Fraction Calculated from Plenum Temperature
Lights,
A-F - Sales Aisle 3-4, !- Name
L1S2-AislesEast Thermal Zone, !- Zone or ZoneList Name
Lighting_Ambient, !- Schedule Name
LightingLevel, !- Design Level Calculation Method
128, !- Lighting Level {W}
, !- Watts per Zone Floor Area {W/m2}
, !- Watts per Person {W/person}
0.0000, !- Return Air Fraction
0.5800, !- Fraction Radiant
0.2100, !- Fraction Visible
1.0000, !- Fraction Replaceable
Sales, !- End-Use Subcategory
No; !- Return Air Fraction Calculated from Plenum Temperature
Lights,
A1-A - Sales Aisle 5-6, !- Name
L1S2-AislesEast Thermal Zone, !- Zone or ZoneList Name
Lighting_Ambient, !- Schedule Name
LightingLevel, !- Design Level Calculation Method
64, !- Lighting Level {W}
, !- Watts per Zone Floor Area {W/m2}
, !- Watts per Person {W/person}
0.0000, !- Return Air Fraction
0.5800, !- Fraction Radiant
0.2100, !- Fraction Visible
1.0000, !- Fraction Replaceable
Sales, !- End-Use Subcategory
No; !- Return Air Fraction Calculated from Plenum Temperature
Lights,
A-A - Sales Aisle 5-6, !- Name
L1S2-AislesEast Thermal Zone, !- Zone or ZoneList Name
Lighting_Ambient, !- Schedule Name
LightingLevel, !- Design Level Calculation Method
128, !- Lighting Level {W}
, !- Watts per Zone Floor Area {W/m2}
, !- Watts per Person {W/person}
0.0000, !- Return Air Fraction
0.5800, !- Fraction Radiant
0.2100, !- Fraction Visible
1.0000, !- Fraction Replaceable
Sales, !- End-Use Subcategory
No; !- Return Air Fraction Calculated from Plenum Temperature
Lights,
A-B - Sales Aisle 5-6, !- Name
L1S2-AislesEast Thermal Zone, !- Zone or ZoneList Name
Lighting_Ambient, !- Schedule Name
LightingLevel, !- Design Level Calculation Method
128, !- Lighting Level {W}
, !- Watts per Zone Floor Area {W/m2}
, !- Watts per Person {W/person}
0.0000, !- Return Air Fraction
0.5800, !- Fraction Radiant
0.2100, !- Fraction Visible
1.0000, !- Fraction Replaceable
Sales, !- End-Use Subcategory
No; !- Return Air Fraction Calculated from Plenum Temperature
Lights,
A-C - Sales Aisle 5-6, !- Name
L1S2-AislesEast Thermal Zone, !- Zone or ZoneList Name
Lighting_Ambient, !- Schedule Name
LightingLevel, !- Design Level Calculation Method
128, !- Lighting Level {W}
, !- Watts per Zone Floor Area {W/m2}
, !- Watts per Person {W/person}
0.0000, !- Return Air Fraction
0.5800, !- Fraction Radiant
0.2100, !- Fraction Visible
1.0000, !- Fraction Replaceable
Sales, !- End-Use Subcategory
No; !- Return Air Fraction Calculated from Plenum Temperature
Lights,
A-D - Sales Aisle 5-6, !- Name
L1S2-AislesEast Thermal Zone, !- Zone or ZoneList Name
Lighting_Ambient, !- Schedule Name
LightingLevel, !- Design Level Calculation Method
128, !- Lighting Level {W}
, !- Watts per Zone Floor Area {W/m2}
, !- Watts per Person {W/person}
0.0000, !- Return Air Fraction
0.5800, !- Fraction Radiant
0.2100, !- Fraction Visible
1.0000, !- Fraction Replaceable
Sales, !- End-Use Subcategory
No; !- Return Air Fraction Calculated from Plenum Temperature
Lights,
A-E - Sales Aisle 5-6, !- Name
L1S2-AislesEast Thermal Zone, !- Zone or ZoneList Name
Lighting_Ambient, !- Schedule Name
LightingLevel, !- Design Level Calculation Method
128, !- Lighting Level {W}
, !- Watts per Zone Floor Area {W/m2}
, !- Watts per Person {W/person}
0.0000, !- Return Air Fraction
0.5800, !- Fraction Radiant
0.2100, !- Fraction Visible
1.0000, !- Fraction Replaceable
Sales, !- End-Use Subcategory
No; !- Return Air Fraction Calculated from Plenum Temperature
Lights,
A-F - Sales Aisle 5-6, !- Name
L1S2-AislesEast Thermal Zone, !- Zone or ZoneList Name
Lighting_Ambient, !- Schedule Name
LightingLevel, !- Design Level Calculation Method
128, !- Lighting Level {W}
, !- Watts per Zone Floor Area {W/m2}
, !- Watts per Person {W/person}
0.0000, !- Return Air Fraction
0.5800, !- Fraction Radiant
0.2100, !- Fraction Visible
1.0000, !- Fraction Replaceable
Sales, !- End-Use Subcategory
No; !- Return Air Fraction Calculated from Plenum Temperature
Lights,
A1-A - Sales Aisle 7-8, !- Name
L1S2-AislesEast Thermal Zone, !- Zone or ZoneList Name
Lighting_Ambient, !- Schedule Name
LightingLevel, !- Design Level Calculation Method
64, !- Lighting Level {W}
, !- Watts per Zone Floor Area {W/m2}
, !- Watts per Person {W/person}
0.0000, !- Return Air Fraction
0.5800, !- Fraction Radiant
0.2100, !- Fraction Visible
1.0000, !- Fraction Replaceable
Sales, !- End-Use Subcategory
No; !- Return Air Fraction Calculated from Plenum Temperature
Lights,
A-A - Sales Aisle 7-8, !- Name
L1S2-AislesEast Thermal Zone, !- Zone or ZoneList Name
Lighting_Ambient, !- Schedule Name
LightingLevel, !- Design Level Calculation Method
128, !- Lighting Level {W}
, !- Watts per Zone Floor Area {W/m2}
, !- Watts per Person {W/person}
0.0000, !- Return Air Fraction
0.5800, !- Fraction Radiant
0.2100, !- Fraction Visible
1.0000, !- Fraction Replaceable
Sales, !- End-Use Subcategory
No; !- Return Air Fraction Calculated from Plenum Temperature
Lights,
A-B - Sales Aisle 7-8, !- Name
L1S2-AislesEast Thermal Zone, !- Zone or ZoneList Name
Lighting_Ambient, !- Schedule Name
LightingLevel, !- Design Level Calculation Method
128, !- Lighting Level {W}
, !- Watts per Zone Floor Area {W/m2}
, !- Watts per Person {W/person}
0.0000, !- Return Air Fraction
0.5800, !- Fraction Radiant
0.2100, !- Fraction Visible
1.0000, !- Fraction Replaceable
Sales, !- End-Use Subcategory
No; !- Return Air Fraction Calculated from Plenum Temperature
Lights,
A-C - Sales Aisle 7-8, !- Name
L1S2-AislesEast Thermal Zone, !- Zone or ZoneList Name
Lighting_Ambient, !- Schedule Name
LightingLevel, !- Design Level Calculation Method
128, !- Lighting Level {W}
, !- Watts per Zone Floor Area {W/m2}
, !- Watts per Person {W/person}
0.0000, !- Return Air Fraction
0.5800, !- Fraction Radiant
0.2100, !- Fraction Visible
1.0000, !- Fraction Replaceable
Sales, !- End-Use Subcategory
No; !- Return Air Fraction Calculated from Plenum Temperature
Lights,
A-D - Sales Aisle 7-8, !- Name
L1S2-AislesEast Thermal Zone, !- Zone or ZoneList Name
Lighting_Ambient, !- Schedule Name
LightingLevel, !- Design Level Calculation Method
128, !- Lighting Level {W}
, !- Watts per Zone Floor Area {W/m2}
, !- Watts per Person {W/person}
0.0000, !- Return Air Fraction
0.5800, !- Fraction Radiant
0.2100, !- Fraction Visible
1.0000, !- Fraction Replaceable
Sales, !- End-Use Subcategory
No; !- Return Air Fraction Calculated from Plenum Temperature
Lights,
A-E - Sales Aisle 7-8, !- Name
L1S2-AislesEast Thermal Zone, !- Zone or ZoneList Name
Lighting_Ambient, !- Schedule Name
LightingLevel, !- Design Level Calculation Method
128, !- Lighting Level {W}
, !- Watts per Zone Floor Area {W/m2}
, !- Watts per Person {W/person}
0.0000, !- Return Air Fraction
0.5800, !- Fraction Radiant
0.2100, !- Fraction Visible
1.0000, !- Fraction Replaceable
Sales, !- End-Use Subcategory
No; !- Return Air Fraction Calculated from Plenum Temperature
Lights,
A-F - Sales Aisle 7-8, !- Name
L1S2-AislesEast Thermal Zone, !- Zone or ZoneList Name
Lighting_Ambient, !- Schedule Name
LightingLevel, !- Design Level Calculation Method
128, !- Lighting Level {W}
, !- Watts per Zone Floor Area {W/m2}
, !- Watts per Person {W/person}
0.0000, !- Return Air Fraction
0.5800, !- Fraction Radiant
0.2100, !- Fraction Visible
1.0000, !- Fraction Replaceable
Sales, !- End-Use Subcategory
No; !- Return Air Fraction Calculated from Plenum Temperature
Lights,
A1-A - Refrig Sales Aisle, !- Name
L1S2-AislesEast Thermal Zone, !- Zone or ZoneList Name
Lighting_Ambient, !- Schedule Name
LightingLevel, !- Design Level Calculation Method
64, !- Lighting Level {W}
, !- Watts per Zone Floor Area {W/m2}
, !- Watts per Person {W/person}
0.0000, !- Return Air Fraction
0.5800, !- Fraction Radiant
0.2100, !- Fraction Visible
1.0000, !- Fraction Replaceable
Sales, !- End-Use Subcategory
No; !- Return Air Fraction Calculated from Plenum Temperature
Lights,
A-A - Refrig Sales Aisle,!- Name
L1S2-AislesEast Thermal Zone, !- Zone or ZoneList Name
Lighting_Ambient, !- Schedule Name
LightingLevel, !- Design Level Calculation Method
128, !- Lighting Level {W}
, !- Watts per Zone Floor Area {W/m2}
, !- Watts per Person {W/person}
0.0000, !- Return Air Fraction
0.5800, !- Fraction Radiant
0.2100, !- Fraction Visible
1.0000, !- Fraction Replaceable
Sales, !- End-Use Subcategory
No; !- Return Air Fraction Calculated from Plenum Temperature
Lights,
A-B - Refrig Sales Aisle,!- Name
L1S2-AislesEast Thermal Zone, !- Zone or ZoneList Name
Lighting_Ambient, !- Schedule Name
LightingLevel, !- Design Level Calculation Method
128, !- Lighting Level {W}
, !- Watts per Zone Floor Area {W/m2}
, !- Watts per Person {W/person}
0.0000, !- Return Air Fraction
0.5800, !- Fraction Radiant
0.2100, !- Fraction Visible
1.0000, !- Fraction Replaceable
Sales, !- End-Use Subcategory
No; !- Return Air Fraction Calculated from Plenum Temperature
Lights,
A-C - Refrig Sales Aisle,!- Name
L1S2-AislesEast Thermal Zone, !- Zone or ZoneList Name
Lighting_Ambient, !- Schedule Name
LightingLevel, !- Design Level Calculation Method
128, !- Lighting Level {W}
, !- Watts per Zone Floor Area {W/m2}
, !- Watts per Person {W/person}
0.0000, !- Return Air Fraction
0.5800, !- Fraction Radiant
0.2100, !- Fraction Visible
1.0000, !- Fraction Replaceable
Sales, !- End-Use Subcategory
No; !- Return Air Fraction Calculated from Plenum Temperature
Lights,
A-D - Refrig Sales Aisle,!- Name
L1S2-AislesEast Thermal Zone, !- Zone or ZoneList Name
Lighting_Ambient, !- Schedule Name
LightingLevel, !- Design Level Calculation Method
128, !- Lighting Level {W}
, !- Watts per Zone Floor Area {W/m2}
, !- Watts per Person {W/person}
0.0000, !- Return Air Fraction
0.5800, !- Fraction Radiant
0.2100, !- Fraction Visible
1.0000, !- Fraction Replaceable
Sales, !- End-Use Subcategory
No; !- Return Air Fraction Calculated from Plenum Temperature
Lights,
A-E - Refrig Sales Aisle,!- Name
L1S2-AislesEast Thermal Zone, !- Zone or ZoneList Name
Lighting_Ambient, !- Schedule Name
LightingLevel, !- Design Level Calculation Method
128, !- Lighting Level {W}
, !- Watts per Zone Floor Area {W/m2}
, !- Watts per Person {W/person}
0.0000, !- Return Air Fraction
0.5800, !- Fraction Radiant
0.2100, !- Fraction Visible
1.0000, !- Fraction Replaceable
Sales, !- End-Use Subcategory
No; !- Return Air Fraction Calculated from Plenum Temperature
Lights,
A-F - Refrig Sales Aisle,!- Name
L1S2-AislesEast Thermal Zone, !- Zone or ZoneList Name
Lighting_Ambient, !- Schedule Name
LightingLevel, !- Design Level Calculation Method
128, !- Lighting Level {W}
, !- Watts per Zone Floor Area {W/m2}
, !- Watts per Person {W/person}
0.0000, !- Return Air Fraction
0.5800, !- Fraction Radiant
0.2100, !- Fraction Visible
1.0000, !- Fraction Replaceable
Sales, !- End-Use Subcategory
No; !- Return Air Fraction Calculated from Plenum Temperature
Lights,
A1-A - Sales Aisle 10, !- Name
L1S2-AislesEast Thermal Zone, !- Zone or ZoneList Name
Lighting_Ambient, !- Schedule Name
LightingLevel, !- Design Level Calculation Method
64, !- Lighting Level {W}
, !- Watts per Zone Floor Area {W/m2}
, !- Watts per Person {W/person}
0.0000, !- Return Air Fraction
0.5800, !- Fraction Radiant
0.2100, !- Fraction Visible
1.0000, !- Fraction Replaceable
Sales, !- End-Use Subcategory
No; !- Return Air Fraction Calculated from Plenum Temperature
Lights,
A-A - Sales Aisle 10, !- Name
L1S2-AislesEast Thermal Zone, !- Zone or ZoneList Name
Lighting_Ambient, !- Schedule Name
LightingLevel, !- Design Level Calculation Method
128, !- Lighting Level {W}
, !- Watts per Zone Floor Area {W/m2}
, !- Watts per Person {W/person}
0.0000, !- Return Air Fraction
0.5800, !- Fraction Radiant
0.2100, !- Fraction Visible
1.0000, !- Fraction Replaceable
Sales, !- End-Use Subcategory
No; !- Return Air Fraction Calculated from Plenum Temperature
Lights,
A-B - Sales Aisle 10, !- Name
L1S2-AislesEast Thermal Zone, !- Zone or ZoneList Name
Lighting_Ambient, !- Schedule Name
LightingLevel, !- Design Level Calculation Method
128, !- Lighting Level {W}
, !- Watts per Zone Floor Area {W/m2}
, !- Watts per Person {W/person}
0.0000, !- Return Air Fraction
0.5800, !- Fraction Radiant
0.2100, !- Fraction Visible
1.0000, !- Fraction Replaceable
Sales, !- End-Use Subcategory
No; !- Return Air Fraction Calculated from Plenum Temperature
Lights,
A-C - Sales Aisle 10, !- Name
L1S2-AislesEast Thermal Zone, !- Zone or ZoneList Name
Lighting_Ambient, !- Schedule Name
LightingLevel, !- Design Level Calculation Method
128, !- Lighting Level {W}
, !- Watts per Zone Floor Area {W/m2}
, !- Watts per Person {W/person}
0.0000, !- Return Air Fraction
0.5800, !- Fraction Radiant
0.2100, !- Fraction Visible
1.0000, !- Fraction Replaceable
Sales, !- End-Use Subcategory
No; !- Return Air Fraction Calculated from Plenum Temperature
Lights,
A-D - Sales Aisle 10, !- Name
L1S2-AislesEast Thermal Zone, !- Zone or ZoneList Name
Lighting_Ambient, !- Schedule Name
LightingLevel, !- Design Level Calculation Method
128, !- Lighting Level {W}
, !- Watts per Zone Floor Area {W/m2}
, !- Watts per Person {W/person}
0.0000, !- Return Air Fraction
0.5800, !- Fraction Radiant
0.2100, !- Fraction Visible
1.0000, !- Fraction Replaceable
Sales, !- End-Use Subcategory
No; !- Return Air Fraction Calculated from Plenum Temperature
Lights,
A-E - Sales Aisle 10, !- Name
L1S2-AislesEast Thermal Zone, !- Zone or ZoneList Name
Lighting_Ambient, !- Schedule Name
LightingLevel, !- Design Level Calculation Method
128, !- Lighting Level {W}
, !- Watts per Zone Floor Area {W/m2}
, !- Watts per Person {W/person}
0.0000, !- Return Air Fraction
0.5800, !- Fraction Radiant
0.2100, !- Fraction Visible
1.0000, !- Fraction Replaceable
Sales, !- End-Use Subcategory
No; !- Return Air Fraction Calculated from Plenum Temperature
Lights,
A-F - Sales Aisle 10, !- Name
L1S2-AislesEast Thermal Zone, !- Zone or ZoneList Name
Lighting_Ambient, !- Schedule Name
LightingLevel, !- Design Level Calculation Method
128, !- Lighting Level {W}
, !- Watts per Zone Floor Area {W/m2}
, !- Watts per Person {W/person}
0.0000, !- Return Air Fraction
0.5800, !- Fraction Radiant
0.2100, !- Fraction Visible
1.0000, !- Fraction Replaceable
Sales, !- End-Use Subcategory
No; !- Return Air Fraction Calculated from Plenum Temperature
Lights,
F-A - Sales Front, !- Name
L1S2-AislesEast Thermal Zone, !- Zone or ZoneList Name
Lighting_Ambient, !- Schedule Name
LightingLevel, !- Design Level Calculation Method
70, !- Lighting Level {W}
, !- Watts per Zone Floor Area {W/m2}
, !- Watts per Person {W/person}
0.0000, !- Return Air Fraction
0.6300, !- Fraction Radiant
0.2700, !- Fraction Visible
1.0000, !- Fraction Replaceable
Sales, !- End-Use Subcategory
No; !- Return Air Fraction Calculated from Plenum Temperature
Lights,
F-B - Sales Front, !- Name
L1S2-AislesEast Thermal Zone, !- Zone or ZoneList Name
Lighting_Ambient, !- Schedule Name
LightingLevel, !- Design Level Calculation Method
70, !- Lighting Level {W}
, !- Watts per Zone Floor Area {W/m2}
, !- Watts per Person {W/person}
0.0000, !- Return Air Fraction
0.6300, !- Fraction Radiant
0.2700, !- Fraction Visible
1.0000, !- Fraction Replaceable
Sales, !- End-Use Subcategory
No; !- Return Air Fraction Calculated from Plenum Temperature
Lights,
F-C - Sales Front, !- Name
L1S2-AislesEast Thermal Zone, !- Zone or ZoneList Name
Lighting_Ambient, !- Schedule Name
LightingLevel, !- Design Level Calculation Method
70, !- Lighting Level {W}
, !- Watts per Zone Floor Area {W/m2}
, !- Watts per Person {W/person}
0.0000, !- Return Air Fraction
0.6300, !- Fraction Radiant
0.2700, !- Fraction Visible
1.0000, !- Fraction Replaceable
Sales, !- End-Use Subcategory
No; !- Return Air Fraction Calculated from Plenum Temperature
Lights,
F-D - Sales Front, !- Name
L1S2-AislesEast Thermal Zone, !- Zone or ZoneList Name
Lighting_Ambient, !- Schedule Name
LightingLevel, !- Design Level Calculation Method
70, !- Lighting Level {W}
, !- Watts per Zone Floor Area {W/m2}
, !- Watts per Person {W/person}
0.0000, !- Return Air Fraction
0.6300, !- Fraction Radiant
0.2700, !- Fraction Visible
1.0000, !- Fraction Replaceable
Sales, !- End-Use Subcategory
No; !- Return Air Fraction Calculated from Plenum Temperature
Lights,
F-E - Sales Front, !- Name
L1S2-AislesEast Thermal Zone, !- Zone or ZoneList Name
Lighting_Ambient, !- Schedule Name
LightingLevel, !- Design Level Calculation Method
70, !- Lighting Level {W}
, !- Watts per Zone Floor Area {W/m2}
, !- Watts per Person {W/person}
0.0000, !- Return Air Fraction
0.6300, !- Fraction Radiant
0.2700, !- Fraction Visible
1.0000, !- Fraction Replaceable
Sales, !- End-Use Subcategory
No; !- Return Air Fraction Calculated from Plenum Temperature
Lights,
W-A - Coffee Track, !- Name
L1S1-Coffee Thermal Zone,!- Zone or ZoneList Name
Lighting_Ambient, !- Schedule Name
LightingLevel, !- Design Level Calculation Method
39, !- Lighting Level {W}
, !- Watts per Zone Floor Area {W/m2}
, !- Watts per Person {W/person}
0.0000, !- Return Air Fraction
0.6300, !- Fraction Radiant
0.2700, !- Fraction Visible
1.0000, !- Fraction Replaceable
Coffee/Bakery, !- End-Use Subcategory
No; !- Return Air Fraction Calculated from Plenum Temperature
Lights,
W-B - Coffee Track, !- Name
L1S1-Coffee Thermal Zone,!- Zone or ZoneList Name
Lighting_Ambient, !- Schedule Name
LightingLevel, !- Design Level Calculation Method
39, !- Lighting Level {W}
, !- Watts per Zone Floor Area {W/m2}
, !- Watts per Person {W/person}
0.0000, !- Return Air Fraction
0.6300, !- Fraction Radiant
0.2700, !- Fraction Visible
1.0000, !- Fraction Replaceable
Coffee/Bakery, !- End-Use Subcategory
No; !- Return Air Fraction Calculated from Plenum Temperature
Lights,
W-C - Coffee Track, !- Name
L1S1-Coffee Thermal Zone,!- Zone or ZoneList Name
Lighting_Ambient, !- Schedule Name
LightingLevel, !- Design Level Calculation Method
39, !- Lighting Level {W}
, !- Watts per Zone Floor Area {W/m2}
, !- Watts per Person {W/person}
0.0000, !- Return Air Fraction
0.6300, !- Fraction Radiant
0.2700, !- Fraction Visible
1.0000, !- Fraction Replaceable
Coffee/Bakery, !- End-Use Subcategory
No; !- Return Air Fraction Calculated from Plenum Temperature
Lights,
K-A - Prepared Track, !- Name
L1S2-AislesEast Thermal Zone, !- Zone or ZoneList Name
Lighting_Ambient, !- Schedule Name
LightingLevel, !- Design Level Calculation Method
39, !- Lighting Level {W}
, !- Watts per Zone Floor Area {W/m2}
, !- Watts per Person {W/person}
0.0000, !- Return Air Fraction
0.6300, !- Fraction Radiant
0.2700, !- Fraction Visible
1.0000, !- Fraction Replaceable
Prepared Foods, !- End-Use Subcategory
No; !- Return Air Fraction Calculated from Plenum Temperature
Lights,
K-B - Prepared Track, !- Name
L1S2-AislesEast Thermal Zone, !- Zone or ZoneList Name
Lighting_Ambient, !- Schedule Name
LightingLevel, !- Design Level Calculation Method
39, !- Lighting Level {W}
, !- Watts per Zone Floor Area {W/m2}
, !- Watts per Person {W/person}
0.0000, !- Return Air Fraction
0.6300, !- Fraction Radiant
0.2700, !- Fraction Visible
1.0000, !- Fraction Replaceable
Prepared Foods, !- End-Use Subcategory
No; !- Return Air Fraction Calculated from Plenum Temperature
Lights,
K-C - Prepared Track, !- Name
L1S2-AislesEast Thermal Zone, !- Zone or ZoneList Name
Lighting_Ambient, !- Schedule Name
LightingLevel, !- Design Level Calculation Method
39, !- Lighting Level {W}
, !- Watts per Zone Floor Area {W/m2}
, !- Watts per Person {W/person}
0.0000, !- Return Air Fraction
0.6300, !- Fraction Radiant
0.2700, !- Fraction Visible
1.0000, !- Fraction Replaceable
Prepared Foods, !- End-Use Subcategory
No; !- Return Air Fraction Calculated from Plenum Temperature
Lights,
K-D - Prepared Track, !- Name
L1S2-AislesEast Thermal Zone, !- Zone or ZoneList Name
Lighting_Ambient, !- Schedule Name
LightingLevel, !- Design Level Calculation Method
39, !- Lighting Level {W}
, !- Watts per Zone Floor Area {W/m2}
, !- Watts per Person {W/person}
0.0000, !- Return Air Fraction
0.6300, !- Fraction Radiant
0.2700, !- Fraction Visible
1.0000, !- Fraction Replaceable
Prepared Foods, !- End-Use Subcategory
No; !- Return Air Fraction Calculated from Plenum Temperature
Lights,
K-E - Prepared Track, !- Name
L1S2-AislesEast Thermal Zone, !- Zone or ZoneList Name
Lighting_Ambient, !- Schedule Name
LightingLevel, !- Design Level Calculation Method
39, !- Lighting Level {W}
, !- Watts per Zone Floor Area {W/m2}
, !- Watts per Person {W/person}
0.0000, !- Return Air Fraction
0.6300, !- Fraction Radiant
0.2700, !- Fraction Visible
1.0000, !- Fraction Replaceable
Prepared Foods, !- End-Use Subcategory
No; !- Return Air Fraction Calculated from Plenum Temperature
Lights,
H-A - Prepared Track, !- Name
L1S2-AislesEast Thermal Zone, !- Zone or ZoneList Name
Lighting_Ambient, !- Schedule Name
LightingLevel, !- Design Level Calculation Method
39, !- Lighting Level {W}
, !- Watts per Zone Floor Area {W/m2}
, !- Watts per Person {W/person}
0.0000, !- Return Air Fraction
0.6300, !- Fraction Radiant
0.2700, !- Fraction Visible
1.0000, !- Fraction Replaceable
Prepared Foods, !- End-Use Subcategory
No; !- Return Air Fraction Calculated from Plenum Temperature
Lights,
H-B - Prepared Track, !- Name
L1S2-AislesEast Thermal Zone, !- Zone or ZoneList Name
Lighting_Ambient, !- Schedule Name
LightingLevel, !- Design Level Calculation Method
39, !- Lighting Level {W}
, !- Watts per Zone Floor Area {W/m2}
, !- Watts per Person {W/person}
0.0000, !- Return Air Fraction
0.6300, !- Fraction Radiant
0.2700, !- Fraction Visible
1.0000, !- Fraction Replaceable
Prepared Foods, !- End-Use Subcategory
No; !- Return Air Fraction Calculated from Plenum Temperature
Lights,
H-C - Prepared Track, !- Name
L1S2-AislesEast Thermal Zone, !- Zone or ZoneList Name
Lighting_Ambient, !- Schedule Name
LightingLevel, !- Design Level Calculation Method
39, !- Lighting Level {W}
, !- Watts per Zone Floor Area {W/m2}
, !- Watts per Person {W/person}
0.0000, !- Return Air Fraction
0.6300, !- Fraction Radiant
0.2700, !- Fraction Visible
1.0000, !- Fraction Replaceable
Prepared Foods, !- End-Use Subcategory
No; !- Return Air Fraction Calculated from Plenum Temperature
Lights,
H-D - Prepared Track, !- Name
L1S2-AislesEast Thermal Zone, !- Zone or ZoneList Name
Lighting_Ambient, !- Schedule Name
LightingLevel, !- Design Level Calculation Method
39, !- Lighting Level {W}
, !- Watts per Zone Floor Area {W/m2}
, !- Watts per Person {W/person}
0.0000, !- Return Air Fraction
0.6300, !- Fraction Radiant
0.2700, !- Fraction Visible
1.0000, !- Fraction Replaceable
Prepared Foods, !- End-Use Subcategory
No; !- Return Air Fraction Calculated from Plenum Temperature
Lights,
H-E - Prepared Track, !- Name
L1S2-AislesEast Thermal Zone, !- Zone or ZoneList Name
Lighting_Ambient, !- Schedule Name
LightingLevel, !- Design Level Calculation Method
39, !- Lighting Level {W}
, !- Watts per Zone Floor Area {W/m2}
, !- Watts per Person {W/person}
0.0000, !- Return Air Fraction
0.6300, !- Fraction Radiant
0.2700, !- Fraction Visible
1.0000, !- Fraction Replaceable
Prepared Foods, !- End-Use Subcategory
No; !- Return Air Fraction Calculated from Plenum Temperature
Lights,
H-F - Prepared Track, !- Name
L1S2-AislesEast Thermal Zone, !- Zone or ZoneList Name
Lighting_Ambient, !- Schedule Name
LightingLevel, !- Design Level Calculation Method
39, !- Lighting Level {W}
, !- Watts per Zone Floor Area {W/m2}
, !- Watts per Person {W/person}
0.0000, !- Return Air Fraction
0.6300, !- Fraction Radiant
0.2700, !- Fraction Visible
1.0000, !- Fraction Replaceable
Prepared Foods, !- End-Use Subcategory
No; !- Return Air Fraction Calculated from Plenum Temperature
Lights,
H-G - Prepared Track, !- Name
L1S2-AislesEast Thermal Zone, !- Zone or ZoneList Name
Lighting_Ambient, !- Schedule Name
LightingLevel, !- Design Level Calculation Method
39, !- Lighting Level {W}
, !- Watts per Zone Floor Area {W/m2}
, !- Watts per Person {W/person}
0.0000, !- Return Air Fraction
0.6300, !- Fraction Radiant
0.2700, !- Fraction Visible
1.0000, !- Fraction Replaceable
Prepared Foods, !- End-Use Subcategory
No; !- Return Air Fraction Calculated from Plenum Temperature
Lights,
H-H - Prepared Track, !- Name
L1S2-AislesEast Thermal Zone, !- Zone or ZoneList Name
Lighting_Ambient, !- Schedule Name
LightingLevel, !- Design Level Calculation Method
39, !- Lighting Level {W}
, !- Watts per Zone Floor Area {W/m2}
, !- Watts per Person {W/person}
0.0000, !- Return Air Fraction
0.6300, !- Fraction Radiant
0.2700, !- Fraction Visible
1.0000, !- Fraction Replaceable
Prepared Foods, !- End-Use Subcategory
No; !- Return Air Fraction Calculated from Plenum Temperature
Lights,
H-I - Prepared Track, !- Name
L1S2-AislesEast Thermal Zone, !- Zone or ZoneList Name
Lighting_Ambient, !- Schedule Name
LightingLevel, !- Design Level Calculation Method
39, !- Lighting Level {W}
, !- Watts per Zone Floor Area {W/m2}
, !- Watts per Person {W/person}
0.0000, !- Return Air Fraction
0.6300, !- Fraction Radiant
0.2700, !- Fraction Visible
1.0000, !- Fraction Replaceable
Prepared Foods, !- End-Use Subcategory
No; !- Return Air Fraction Calculated from Plenum Temperature
Lights,
H-J - Prepared Track, !- Name
L1S2-AislesEast Thermal Zone, !- Zone or ZoneList Name
Lighting_Ambient, !- Schedule Name
LightingLevel, !- Design Level Calculation Method
39, !- Lighting Level {W}
, !- Watts per Zone Floor Area {W/m2}
, !- Watts per Person {W/person}
0.0000, !- Return Air Fraction
0.6300, !- Fraction Radiant
0.2700, !- Fraction Visible
1.0000, !- Fraction Replaceable
Prepared Foods, !- End-Use Subcategory
No; !- Return Air Fraction Calculated from Plenum Temperature
Lights,
H-A - Specialty Track, !- Name
L1S2-AislesEast Thermal Zone, !- Zone or ZoneList Name
Lighting_Ambient, !- Schedule Name
LightingLevel, !- Design Level Calculation Method
39, !- Lighting Level {W}
, !- Watts per Zone Floor Area {W/m2}
, !- Watts per Person {W/person}
0.0000, !- Return Air Fraction
0.6300, !- Fraction Radiant
0.2700, !- Fraction Visible
1.0000, !- Fraction Replaceable
Specialty Foods, !- End-Use Subcategory
No; !- Return Air Fraction Calculated from Plenum Temperature
Lights,
H-B - Specialty Track, !- Name
L1S2-AislesEast Thermal Zone, !- Zone or ZoneList Name
Lighting_Ambient, !- Schedule Name
LightingLevel, !- Design Level Calculation Method
39, !- Lighting Level {W}
, !- Watts per Zone Floor Area {W/m2}
, !- Watts per Person {W/person}
0.0000, !- Return Air Fraction
0.6300, !- Fraction Radiant
0.2700, !- Fraction Visible
1.0000, !- Fraction Replaceable
Specialty Foods, !- End-Use Subcategory
No; !- Return Air Fraction Calculated from Plenum Temperature
Lights,
H-C - Specialty Track, !- Name
L1S2-AislesEast Thermal Zone, !- Zone or ZoneList Name
Lighting_Ambient, !- Schedule Name
LightingLevel, !- Design Level Calculation Method
39, !- Lighting Level {W}
, !- Watts per Zone Floor Area {W/m2}
, !- Watts per Person {W/person}
0.0000, !- Return Air Fraction
0.6300, !- Fraction Radiant
0.2700, !- Fraction Visible
1.0000, !- Fraction Replaceable
Specialty Foods, !- End-Use Subcategory
No; !- Return Air Fraction Calculated from Plenum Temperature
Lights,
H-D - Specialty Track, !- Name
L1S2-AislesEast Thermal Zone, !- Zone or ZoneList Name
Lighting_Ambient, !- Schedule Name
LightingLevel, !- Design Level Calculation Method
39, !- Lighting Level {W}
, !- Watts per Zone Floor Area {W/m2}
, !- Watts per Person {W/person}
0.0000, !- Return Air Fraction
0.6300, !- Fraction Radiant
0.2700, !- Fraction Visible
1.0000, !- Fraction Replaceable
Specialty Foods, !- End-Use Subcategory
No; !- Return Air Fraction Calculated from Plenum Temperature
Lights,
H-E - Specialty Track, !- Name
L1S2-AislesEast Thermal Zone, !- Zone or ZoneList Name
Lighting_Ambient, !- Schedule Name
LightingLevel, !- Design Level Calculation Method
39, !- Lighting Level {W}
, !- Watts per Zone Floor Area {W/m2}
, !- Watts per Person {W/person}
0.0000, !- Return Air Fraction
0.6300, !- Fraction Radiant
0.2700, !- Fraction Visible
1.0000, !- Fraction Replaceable
Specialty Foods, !- End-Use Subcategory
No; !- Return Air Fraction Calculated from Plenum Temperature
Lights,
H-F - Specialty Track, !- Name
L1S2-AislesEast Thermal Zone, !- Zone or ZoneList Name
Lighting_Ambient, !- Schedule Name
LightingLevel, !- Design Level Calculation Method
39, !- Lighting Level {W}
, !- Watts per Zone Floor Area {W/m2}
, !- Watts per Person {W/person}
0.0000, !- Return Air Fraction
0.6300, !- Fraction Radiant
0.2700, !- Fraction Visible
1.0000, !- Fraction Replaceable
Specialty Foods, !- End-Use Subcategory
No; !- Return Air Fraction Calculated from Plenum Temperature
Lights,
K-A - Specialty Track, !- Name
L1S2-AislesEast Thermal Zone, !- Zone or ZoneList Name
Lighting_Ambient, !- Schedule Name
LightingLevel, !- Design Level Calculation Method
39, !- Lighting Level {W}
, !- Watts per Zone Floor Area {W/m2}
, !- Watts per Person {W/person}
0.0000, !- Return Air Fraction
0.6300, !- Fraction Radiant
0.2700, !- Fraction Visible
1.0000, !- Fraction Replaceable
Specialty Foods, !- End-Use Subcategory
No; !- Return Air Fraction Calculated from Plenum Temperature
Lights,
K-B - Specialty Track, !- Name
L1S2-AislesEast Thermal Zone, !- Zone or ZoneList Name
Lighting_Ambient, !- Schedule Name
LightingLevel, !- Design Level Calculation Method
39, !- Lighting Level {W}
, !- Watts per Zone Floor Area {W/m2}
, !- Watts per Person {W/person}
0.0000, !- Return Air Fraction
0.6300, !- Fraction Radiant
0.2700, !- Fraction Visible
1.0000, !- Fraction Replaceable
Specialty Foods, !- End-Use Subcategory
No; !- Return Air Fraction Calculated from Plenum Temperature
Lights,
K-C - Specialty Track, !- Name
L1S2-AislesEast Thermal Zone, !- Zone or ZoneList Name
Lighting_Ambient, !- Schedule Name
LightingLevel, !- Design Level Calculation Method
39, !- Lighting Level {W}
, !- Watts per Zone Floor Area {W/m2}
, !- Watts per Person {W/person}
0.0000, !- Return Air Fraction
0.6300, !- Fraction Radiant
0.2700, !- Fraction Visible
1.0000, !- Fraction Replaceable
Specialty Foods, !- End-Use Subcategory
No; !- Return Air Fraction Calculated from Plenum Temperature
Lights,
K-D - Specialty Track, !- Name
L1S2-AislesEast Thermal Zone, !- Zone or ZoneList Name
Lighting_Ambient, !- Schedule Name
LightingLevel, !- Design Level Calculation Method
39, !- Lighting Level {W}
, !- Watts per Zone Floor Area {W/m2}
, !- Watts per Person {W/person}
0.0000, !- Return Air Fraction
0.6300, !- Fraction Radiant
0.2700, !- Fraction Visible
1.0000, !- Fraction Replaceable
Specialty Foods, !- End-Use Subcategory
No; !- Return Air Fraction Calculated from Plenum Temperature
Lights,
K-E - Specialty Track, !- Name
L1S2-AislesEast Thermal Zone, !- Zone or ZoneList Name
Lighting_Ambient, !- Schedule Name
LightingLevel, !- Design Level Calculation Method
39, !- Lighting Level {W}
, !- Watts per Zone Floor Area {W/m2}
, !- Watts per Person {W/person}
0.0000, !- Return Air Fraction
0.6300, !- Fraction Radiant
0.2700, !- Fraction Visible
1.0000, !- Fraction Replaceable
Specialty Foods, !- End-Use Subcategory
No; !- Return Air Fraction Calculated from Plenum Temperature
Lights,
K-F - Specialty Track, !- Name
L1S2-AislesEast Thermal Zone, !- Zone or ZoneList Name
Lighting_Ambient, !- Schedule Name
LightingLevel, !- Design Level Calculation Method
39, !- Lighting Level {W}
, !- Watts per Zone Floor Area {W/m2}
, !- Watts per Person {W/person}
0.0000, !- Return Air Fraction
0.6300, !- Fraction Radiant
0.2700, !- Fraction Visible
1.0000, !- Fraction Replaceable
Specialty Foods, !- End-Use Subcategory
No; !- Return Air Fraction Calculated from Plenum Temperature
Lights,
K-G - Specialty Track, !- Name
L1S2-AislesEast Thermal Zone, !- Zone or ZoneList Name
Lighting_Ambient, !- Schedule Name
LightingLevel, !- Design Level Calculation Method
39, !- Lighting Level {W}
, !- Watts per Zone Floor Area {W/m2}
, !- Watts per Person {W/person}
0.0000, !- Return Air Fraction
0.6300, !- Fraction Radiant
0.2700, !- Fraction Visible
1.0000, !- Fraction Replaceable
Specialty Foods, !- End-Use Subcategory
No; !- Return Air Fraction Calculated from Plenum Temperature
Lights,
K-H - Specialty Track, !- Name
L1S2-AislesEast Thermal Zone, !- Zone or ZoneList Name
Lighting_Ambient, !- Schedule Name
LightingLevel, !- Design Level Calculation Method
39, !- Lighting Level {W}
, !- Watts per Zone Floor Area {W/m2}
, !- Watts per Person {W/person}
0.0000, !- Return Air Fraction
0.6300, !- Fraction Radiant
0.2700, !- Fraction Visible
1.0000, !- Fraction Replaceable
Specialty Foods, !- End-Use Subcategory
No; !- Return Air Fraction Calculated from Plenum Temperature
Lights,
K-I - Specialty Track, !- Name
L1S2-AislesEast Thermal Zone, !- Zone or ZoneList Name
Lighting_Ambient, !- Schedule Name
LightingLevel, !- Design Level Calculation Method
39, !- Lighting Level {W}
, !- Watts per Zone Floor Area {W/m2}
, !- Watts per Person {W/person}
0.0000, !- Return Air Fraction
0.6300, !- Fraction Radiant
0.2700, !- Fraction Visible
1.0000, !- Fraction Replaceable
Specialty Foods, !- End-Use Subcategory
No; !- Return Air Fraction Calculated from Plenum Temperature
Lights,
K-A - Refrig Sales Track,!- Name
L1S2-AislesEast Thermal Zone, !- Zone or ZoneList Name
Lighting_Ambient, !- Schedule Name
LightingLevel, !- Design Level Calculation Method
39, !- Lighting Level {W}
, !- Watts per Zone Floor Area {W/m2}
, !- Watts per Person {W/person}
0.0000, !- Return Air Fraction
0.6300, !- Fraction Radiant
0.2700, !- Fraction Visible
1.0000, !- Fraction Replaceable
Sales, !- End-Use Subcategory
No; !- Return Air Fraction Calculated from Plenum Temperature
Lights,
K-B - Refrig Sales Track,!- Name
L1S2-AislesEast Thermal Zone, !- Zone or ZoneList Name
Lighting_Ambient, !- Schedule Name
LightingLevel, !- Design Level Calculation Method
39, !- Lighting Level {W}
, !- Watts per Zone Floor Area {W/m2}
, !- Watts per Person {W/person}
0.0000, !- Return Air Fraction
0.6300, !- Fraction Radiant
0.2700, !- Fraction Visible
1.0000, !- Fraction Replaceable
Sales, !- End-Use Subcategory
No; !- Return Air Fraction Calculated from Plenum Temperature
Lights,
K-C - Refrig Sales Track,!- Name
L1S2-AislesEast Thermal Zone, !- Zone or ZoneList Name
Lighting_Ambient, !- Schedule Name
LightingLevel, !- Design Level Calculation Method
39, !- Lighting Level {W}
, !- Watts per Zone Floor Area {W/m2}
, !- Watts per Person {W/person}
0.0000, !- Return Air Fraction
0.6300, !- Fraction Radiant
0.2700, !- Fraction Visible
1.0000, !- Fraction Replaceable
Sales, !- End-Use Subcategory
No; !- Return Air Fraction Calculated from Plenum Temperature
Lights,
K-D - Refrig Sales Track,!- Name
L1S2-AislesEast Thermal Zone, !- Zone or ZoneList Name
Lighting_Ambient, !- Schedule Name
LightingLevel, !- Design Level Calculation Method
39, !- Lighting Level {W}
, !- Watts per Zone Floor Area {W/m2}
, !- Watts per Person {W/person}
0.0000, !- Return Air Fraction
0.6300, !- Fraction Radiant
0.2700, !- Fraction Visible
1.0000, !- Fraction Replaceable
Sales, !- End-Use Subcategory
No; !- Return Air Fraction Calculated from Plenum Temperature
Lights,
K-A - Aisle 7-8 Track, !- Name
L1S2-AislesEast Thermal Zone, !- Zone or ZoneList Name
Lighting_Ambient, !- Schedule Name
LightingLevel, !- Design Level Calculation Method
39, !- Lighting Level {W}
, !- Watts per Zone Floor Area {W/m2}
, !- Watts per Person {W/person}
0.0000, !- Return Air Fraction
0.6300, !- Fraction Radiant
0.2700, !- Fraction Visible
1.0000, !- Fraction Replaceable
Sales, !- End-Use Subcategory
No; !- Return Air Fraction Calculated from Plenum Temperature
Lights,
K-B - Aisle 7-8 Track, !- Name
L1S2-AislesEast Thermal Zone, !- Zone or ZoneList Name
Lighting_Ambient, !- Schedule Name
LightingLevel, !- Design Level Calculation Method
39, !- Lighting Level {W}
, !- Watts per Zone Floor Area {W/m2}
, !- Watts per Person {W/person}
0.0000, !- Return Air Fraction
0.6300, !- Fraction Radiant
0.2700, !- Fraction Visible
1.0000, !- Fraction Replaceable
Sales, !- End-Use Subcategory
No; !- Return Air Fraction Calculated from Plenum Temperature
Lights,
K-A - Aisle 5-6 Track, !- Name
L1S2-AislesEast Thermal Zone, !- Zone or ZoneList Name
Lighting_Ambient, !- Schedule Name
LightingLevel, !- Design Level Calculation Method
39, !- Lighting Level {W}
, !- Watts per Zone Floor Area {W/m2}
, !- Watts per Person {W/person}
0.0000, !- Return Air Fraction
0.6300, !- Fraction Radiant
0.2700, !- Fraction Visible
1.0000, !- Fraction Replaceable
Sales, !- End-Use Subcategory
No; !- Return Air Fraction Calculated from Plenum Temperature
Lights,
K-B - Aisle 5-6 Track, !- Name
L1S2-AislesEast Thermal Zone, !- Zone or ZoneList Name
Lighting_Ambient, !- Schedule Name
LightingLevel, !- Design Level Calculation Method
39, !- Lighting Level {W}
, !- Watts per Zone Floor Area {W/m2}
, !- Watts per Person {W/person}
0.0000, !- Return Air Fraction
0.6300, !- Fraction Radiant
0.2700, !- Fraction Visible
1.0000, !- Fraction Replaceable
Sales, !- End-Use Subcategory
No; !- Return Air Fraction Calculated from Plenum Temperature
Lights,
K-A - Aisle 4 Track, !- Name
L1S2-AislesEast Thermal Zone, !- Zone or ZoneList Name
Lighting_Ambient, !- Schedule Name
LightingLevel, !- Design Level Calculation Method
39, !- Lighting Level {W}
, !- Watts per Zone Floor Area {W/m2}
, !- Watts per Person {W/person}
0.0000, !- Return Air Fraction
0.6300, !- Fraction Radiant
0.2700, !- Fraction Visible
1.0000, !- Fraction Replaceable
Sales, !- End-Use Subcategory
No; !- Return Air Fraction Calculated from Plenum Temperature
Lights,
K-A - Aisle 3 Track, !- Name
L1S2-AislesWest Thermal Zone, !- Zone or ZoneList Name
Lighting_Ambient, !- Schedule Name
LightingLevel, !- Design Level Calculation Method
39, !- Lighting Level {W}
, !- Watts per Zone Floor Area {W/m2}
, !- Watts per Person {W/person}
0.0000, !- Return Air Fraction
0.6300, !- Fraction Radiant
0.2700, !- Fraction Visible
1.0000, !- Fraction Replaceable
Sales, !- End-Use Subcategory
No; !- Return Air Fraction Calculated from Plenum Temperature
Lights,
K-A - Aisle 1-2 Track, !- Name
L1S2-AislesWest Thermal Zone, !- Zone or ZoneList Name
Lighting_Ambient, !- Schedule Name
LightingLevel, !- Design Level Calculation Method
39, !- Lighting Level {W}
, !- Watts per Zone Floor Area {W/m2}
, !- Watts per Person {W/person}
0.0000, !- Return Air Fraction
0.6300, !- Fraction Radiant
0.2700, !- Fraction Visible
1.0000, !- Fraction Replaceable
Sales, !- End-Use Subcategory
No; !- Return Air Fraction Calculated from Plenum Temperature
Lights,
K-B - Aisle 1-2 Track, !- Name
L1S2-AislesWest Thermal Zone, !- Zone or ZoneList Name
Lighting_Ambient, !- Schedule Name
LightingLevel, !- Design Level Calculation Method
39, !- Lighting Level {W}
, !- Watts per Zone Floor Area {W/m2}
, !- Watts per Person {W/person}
0.0000, !- Return Air Fraction
0.6300, !- Fraction Radiant
0.2700, !- Fraction Visible
1.0000, !- Fraction Replaceable
Sales, !- End-Use Subcategory
No; !- Return Air Fraction Calculated from Plenum Temperature
Lights,
H-A - Sales Front Track, !- Name
L1S2-AislesEast Thermal Zone, !- Zone or ZoneList Name
Lighting_Ambient, !- Schedule Name
LightingLevel, !- Design Level Calculation Method
39, !- Lighting Level {W}
, !- Watts per Zone Floor Area {W/m2}
, !- Watts per Person {W/person}
0.0000, !- Return Air Fraction
0.6300, !- Fraction Radiant
0.2700, !- Fraction Visible
1.0000, !- Fraction Replaceable
Sales, !- End-Use Subcategory
No; !- Return Air Fraction Calculated from Plenum Temperature
Lights,
H-B - Sales Front Track, !- Name
L1S2-AislesEast Thermal Zone, !- Zone or ZoneList Name
Lighting_Ambient, !- Schedule Name
LightingLevel, !- Design Level Calculation Method
39, !- Lighting Level {W}
, !- Watts per Zone Floor Area {W/m2}
, !- Watts per Person {W/person}
0.0000, !- Return Air Fraction
0.6300, !- Fraction Radiant
0.2700, !- Fraction Visible
1.0000, !- Fraction Replaceable
Sales, !- End-Use Subcategory
No; !- Return Air Fraction Calculated from Plenum Temperature
Lights,
H-C - Sales Front Track, !- Name
L1S2-AislesEast Thermal Zone, !- Zone or ZoneList Name
Lighting_Ambient, !- Schedule Name
LightingLevel, !- Design Level Calculation Method
39, !- Lighting Level {W}
, !- Watts per Zone Floor Area {W/m2}
, !- Watts per Person {W/person}
0.0000, !- Return Air Fraction
0.6300, !- Fraction Radiant
0.2700, !- Fraction Visible
1.0000, !- Fraction Replaceable
Sales, !- End-Use Subcategory
No; !- Return Air Fraction Calculated from Plenum Temperature
Lights,
H-D - Sales Front Track, !- Name
L1S2-AislesEast Thermal Zone, !- Zone or ZoneList Name
Lighting_Ambient, !- Schedule Name
LightingLevel, !- Design Level Calculation Method
39, !- Lighting Level {W}
, !- Watts per Zone Floor Area {W/m2}
, !- Watts per Person {W/person}
0.0000, !- Return Air Fraction
0.6300, !- Fraction Radiant
0.2700, !- Fraction Visible
1.0000, !- Fraction Replaceable
Sales, !- End-Use Subcategory
No; !- Return Air Fraction Calculated from Plenum Temperature
Lights,
H-E - Sales Front Track, !- Name
L1S2-AislesEast Thermal Zone, !- Zone or ZoneList Name
Lighting_Ambient, !- Schedule Name
LightingLevel, !- Design Level Calculation Method
39, !- Lighting Level {W}
, !- Watts per Zone Floor Area {W/m2}
, !- Watts per Person {W/person}
0.0000, !- Return Air Fraction
0.6300, !- Fraction Radiant
0.2700, !- Fraction Visible
1.0000, !- Fraction Replaceable
Sales, !- End-Use Subcategory
No; !- Return Air Fraction Calculated from Plenum Temperature
Lights,
H-F - Sales Front Track, !- Name
L1S2-AislesEast Thermal Zone, !- Zone or ZoneList Name
Lighting_Ambient, !- Schedule Name
LightingLevel, !- Design Level Calculation Method
39, !- Lighting Level {W}
, !- Watts per Zone Floor Area {W/m2}
, !- Watts per Person {W/person}
0.0000, !- Return Air Fraction
0.6300, !- Fraction Radiant
0.2700, !- Fraction Visible
1.0000, !- Fraction Replaceable
Sales, !- End-Use Subcategory
No; !- Return Air Fraction Calculated from Plenum Temperature
Lights,
H-A - Meat-Seafood, !- Name
L1S1-SalesNorth Thermal Zone, !- Zone or ZoneList Name
Lighting_Ambient, !- Schedule Name
LightingLevel, !- Design Level Calculation Method
39, !- Lighting Level {W}
, !- Watts per Zone Floor Area {W/m2}
, !- Watts per Person {W/person}
0.0000, !- Return Air Fraction
0.6300, !- Fraction Radiant
0.2700, !- Fraction Visible
1.0000, !- Fraction Replaceable
Meat & Seafood, !- End-Use Subcategory
No; !- Return Air Fraction Calculated from Plenum Temperature
Lights,
H-B - Meat-Seafood, !- Name
L1S1-SalesNorth Thermal Zone, !- Zone or ZoneList Name
Lighting_Ambient, !- Schedule Name
LightingLevel, !- Design Level Calculation Method
39, !- Lighting Level {W}
, !- Watts per Zone Floor Area {W/m2}
, !- Watts per Person {W/person}
0.0000, !- Return Air Fraction
0.6300, !- Fraction Radiant
0.2700, !- Fraction Visible
1.0000, !- Fraction Replaceable
Meat & Seafood, !- End-Use Subcategory
No; !- Return Air Fraction Calculated from Plenum Temperature
Lights,
H-C - Meat-Seafood, !- Name
L1S1-SalesNorth Thermal Zone, !- Zone or ZoneList Name
Lighting_Ambient, !- Schedule Name
LightingLevel, !- Design Level Calculation Method
39, !- Lighting Level {W}
, !- Watts per Zone Floor Area {W/m2}
, !- Watts per Person {W/person}
0.0000, !- Return Air Fraction
0.6300, !- Fraction Radiant
0.2700, !- Fraction Visible
1.0000, !- Fraction Replaceable
Meat & Seafood, !- End-Use Subcategory
No; !- Return Air Fraction Calculated from Plenum Temperature
Lights,
H-D - Meat-Seafood, !- Name
L1S1-SalesNorth Thermal Zone, !- Zone or ZoneList Name
Lighting_Ambient, !- Schedule Name
LightingLevel, !- Design Level Calculation Method
39, !- Lighting Level {W}
, !- Watts per Zone Floor Area {W/m2}
, !- Watts per Person {W/person}
0.0000, !- Return Air Fraction
0.6300, !- Fraction Radiant
0.2700, !- Fraction Visible
1.0000, !- Fraction Replaceable
Meat & Seafood, !- End-Use Subcategory
No; !- Return Air Fraction Calculated from Plenum Temperature
Lights,
H-E - Meat-Seafood, !- Name
L1S1-SalesNorth Thermal Zone, !- Zone or ZoneList Name
Lighting_Ambient, !- Schedule Name
LightingLevel, !- Design Level Calculation Method
39, !- Lighting Level {W}
, !- Watts per Zone Floor Area {W/m2}
, !- Watts per Person {W/person}
0.0000, !- Return Air Fraction
0.6300, !- Fraction Radiant
0.2700, !- Fraction Visible
1.0000, !- Fraction Replaceable
Meat & Seafood, !- End-Use Subcategory
No; !- Return Air Fraction Calculated from Plenum Temperature
Lights,
H-F - Meat-Seafood, !- Name
L1S1-SalesNorth Thermal Zone, !- Zone or ZoneList Name
Lighting_Ambient, !- Schedule Name
LightingLevel, !- Design Level Calculation Method
39, !- Lighting Level {W}
, !- Watts per Zone Floor Area {W/m2}
, !- Watts per Person {W/person}
0.0000, !- Return Air Fraction
0.6300, !- Fraction Radiant
0.2700, !- Fraction Visible
1.0000, !- Fraction Replaceable
Meat & Seafood, !- End-Use Subcategory
No; !- Return Air Fraction Calculated from Plenum Temperature
Lights,
H-G - Meat-Seafood, !- Name
L1S1-SalesNorth Thermal Zone, !- Zone or ZoneList Name
Lighting_Ambient, !- Schedule Name
LightingLevel, !- Design Level Calculation Method
39, !- Lighting Level {W}
, !- Watts per Zone Floor Area {W/m2}
, !- Watts per Person {W/person}
0.0000, !- Return Air Fraction
0.6300, !- Fraction Radiant
0.2700, !- Fraction Visible
1.0000, !- Fraction Replaceable
Meat & Seafood, !- End-Use Subcategory
No; !- Return Air Fraction Calculated from Plenum Temperature
Lights,
H-H - Meat-Seafood, !- Name
L1S1-SalesNorth Thermal Zone, !- Zone or ZoneList Name
Lighting_Ambient, !- Schedule Name
LightingLevel, !- Design Level Calculation Method
39, !- Lighting Level {W}
, !- Watts per Zone Floor Area {W/m2}
, !- Watts per Person {W/person}
0.0000, !- Return Air Fraction
0.6300, !- Fraction Radiant
0.2700, !- Fraction Visible
1.0000, !- Fraction Replaceable
Meat & Seafood, !- End-Use Subcategory
No; !- Return Air Fraction Calculated from Plenum Temperature
Lights,
H-A - Checkout, !- Name
L1S2-Checkout Thermal Zone, !- Zone or ZoneList Name
Lighting_Ambient, !- Schedule Name
LightingLevel, !- Design Level Calculation Method
39, !- Lighting Level {W}
, !- Watts per Zone Floor Area {W/m2}
, !- Watts per Person {W/person}
0.0000, !- Return Air Fraction
0.6300, !- Fraction Radiant
0.2700, !- Fraction Visible
1.0000, !- Fraction Replaceable
Checkout, !- End-Use Subcategory
No; !- Return Air Fraction Calculated from Plenum Temperature
Lights,
H-B - Checkout, !- Name
L1S2-Checkout Thermal Zone, !- Zone or ZoneList Name
Lighting_Ambient, !- Schedule Name
LightingLevel, !- Design Level Calculation Method
39, !- Lighting Level {W}
, !- Watts per Zone Floor Area {W/m2}
, !- Watts per Person {W/person}
0.0000, !- Return Air Fraction
0.6300, !- Fraction Radiant
0.2700, !- Fraction Visible
1.0000, !- Fraction Replaceable
Checkout, !- End-Use Subcategory
No; !- Return Air Fraction Calculated from Plenum Temperature
Lights,
H-C - Checkout, !- Name
L1S2-Checkout Thermal Zone, !- Zone or ZoneList Name
Lighting_Ambient, !- Schedule Name
LightingLevel, !- Design Level Calculation Method
39, !- Lighting Level {W}
, !- Watts per Zone Floor Area {W/m2}
, !- Watts per Person {W/person}
0.0000, !- Return Air Fraction
0.6300, !- Fraction Radiant
0.2700, !- Fraction Visible
1.0000, !- Fraction Replaceable
Checkout, !- End-Use Subcategory
No; !- Return Air Fraction Calculated from Plenum Temperature
Lights,
H-D - Checkout, !- Name
L1S2-Checkout Thermal Zone, !- Zone or ZoneList Name
Lighting_Ambient, !- Schedule Name
LightingLevel, !- Design Level Calculation Method
39, !- Lighting Level {W}
, !- Watts per Zone Floor Area {W/m2}
, !- Watts per Person {W/person}
0.0000, !- Return Air Fraction
0.6300, !- Fraction Radiant
0.2700, !- Fraction Visible
1.0000, !- Fraction Replaceable
Checkout, !- End-Use Subcategory
No; !- Return Air Fraction Calculated from Plenum Temperature
Lights,
H-E - Checkout, !- Name
L1S2-Checkout Thermal Zone, !- Zone or ZoneList Name
Lighting_Ambient, !- Schedule Name
LightingLevel, !- Design Level Calculation Method
39, !- Lighting Level {W}
, !- Watts per Zone Floor Area {W/m2}
, !- Watts per Person {W/person}
0.0000, !- Return Air Fraction
0.6300, !- Fraction Radiant
0.2700, !- Fraction Visible
1.0000, !- Fraction Replaceable
Checkout, !- End-Use Subcategory
No; !- Return Air Fraction Calculated from Plenum Temperature
Lights,
H-F - Checkout, !- Name
L1S2-Checkout Thermal Zone, !- Zone or ZoneList Name
Lighting_Ambient, !- Schedule Name
LightingLevel, !- Design Level Calculation Method
39, !- Lighting Level {W}
, !- Watts per Zone Floor Area {W/m2}
, !- Watts per Person {W/person}
0.0000, !- Return Air Fraction
0.6300, !- Fraction Radiant
0.2700, !- Fraction Visible
1.0000, !- Fraction Replaceable
Checkout, !- End-Use Subcategory
No; !- Return Air Fraction Calculated from Plenum Temperature
Lights,
H-G - Checkout, !- Name
L1S2-Checkout Thermal Zone, !- Zone or ZoneList Name
Lighting_Ambient, !- Schedule Name
LightingLevel, !- Design Level Calculation Method
39, !- Lighting Level {W}
, !- Watts per Zone Floor Area {W/m2}
, !- Watts per Person {W/person}
0.0000, !- Return Air Fraction
0.6300, !- Fraction Radiant
0.2700, !- Fraction Visible
1.0000, !- Fraction Replaceable
Checkout, !- End-Use Subcategory
No; !- Return Air Fraction Calculated from Plenum Temperature
Lights,
H-H - Checkout, !- Name
L1S2-Checkout Thermal Zone, !- Zone or ZoneList Name
Lighting_Ambient, !- Schedule Name
LightingLevel, !- Design Level Calculation Method
39, !- Lighting Level {W}
, !- Watts per Zone Floor Area {W/m2}
, !- Watts per Person {W/person}
0.0000, !- Return Air Fraction
0.6300, !- Fraction Radiant
0.2700, !- Fraction Visible
1.0000, !- Fraction Replaceable
Checkout, !- End-Use Subcategory
No; !- Return Air Fraction Calculated from Plenum Temperature
Lights,
H-I - Checkout, !- Name
L1S2-Checkout Thermal Zone, !- Zone or ZoneList Name
Lighting_Ambient, !- Schedule Name
LightingLevel, !- Design Level Calculation Method
39, !- Lighting Level {W}
, !- Watts per Zone Floor Area {W/m2}
, !- Watts per Person {W/person}
0.0000, !- Return Air Fraction
0.6300, !- Fraction Radiant
0.2700, !- Fraction Visible
1.0000, !- Fraction Replaceable
Checkout, !- End-Use Subcategory
No; !- Return Air Fraction Calculated from Plenum Temperature
Lights,
H-J - Checkout, !- Name
L1S2-Checkout Thermal Zone, !- Zone or ZoneList Name
Lighting_Ambient, !- Schedule Name
LightingLevel, !- Design Level Calculation Method
39, !- Lighting Level {W}
, !- Watts per Zone Floor Area {W/m2}
, !- Watts per Person {W/person}
0.0000, !- Return Air Fraction
0.6300, !- Fraction Radiant
0.2700, !- Fraction Visible
1.0000, !- Fraction Replaceable
Checkout, !- End-Use Subcategory
No; !- Return Air Fraction Calculated from Plenum Temperature
Lights,
H-A - Produce, !- Name
L1S2-AislesWest Thermal Zone, !- Zone or ZoneList Name
Lighting_Ambient, !- Schedule Name
LightingLevel, !- Design Level Calculation Method
39, !- Lighting Level {W}
, !- Watts per Zone Floor Area {W/m2}
, !- Watts per Person {W/person}
0.0000, !- Return Air Fraction
0.6300, !- Fraction Radiant
0.2700, !- Fraction Visible
1.0000, !- Fraction Replaceable
Produce, !- End-Use Subcategory
No; !- Return Air Fraction Calculated from Plenum Temperature
Lights,
H-B - Produce, !- Name
L1S2-AislesWest Thermal Zone, !- Zone or ZoneList Name
Lighting_Ambient, !- Schedule Name
LightingLevel, !- Design Level Calculation Method
39, !- Lighting Level {W}
, !- Watts per Zone Floor Area {W/m2}
, !- Watts per Person {W/person}
0.0000, !- Return Air Fraction
0.6300, !- Fraction Radiant
0.2700, !- Fraction Visible
1.0000, !- Fraction Replaceable
Produce, !- End-Use Subcategory
No; !- Return Air Fraction Calculated from Plenum Temperature
Lights,
H-C - Produce, !- Name
L1S2-AislesWest Thermal Zone, !- Zone or ZoneList Name
Lighting_Ambient, !- Schedule Name
LightingLevel, !- Design Level Calculation Method
39, !- Lighting Level {W}
, !- Watts per Zone Floor Area {W/m2}
, !- Watts per Person {W/person}
0.0000, !- Return Air Fraction
0.6300, !- Fraction Radiant
0.2700, !- Fraction Visible
1.0000, !- Fraction Replaceable
Produce, !- End-Use Subcategory
No; !- Return Air Fraction Calculated from Plenum Temperature
Lights,
H-D - Produce, !- Name
L1S2-AislesWest Thermal Zone, !- Zone or ZoneList Name
Lighting_Ambient, !- Schedule Name
LightingLevel, !- Design Level Calculation Method
39, !- Lighting Level {W}
, !- Watts per Zone Floor Area {W/m2}
, !- Watts per Person {W/person}
0.0000, !- Return Air Fraction
0.6300, !- Fraction Radiant
0.2700, !- Fraction Visible
1.0000, !- Fraction Replaceable
Produce, !- End-Use Subcategory
No; !- Return Air Fraction Calculated from Plenum Temperature
Lights,
H-E - Produce, !- Name
L1S2-AislesWest Thermal Zone, !- Zone or ZoneList Name
Lighting_Ambient, !- Schedule Name
LightingLevel, !- Design Level Calculation Method
39, !- Lighting Level {W}
, !- Watts per Zone Floor Area {W/m2}
, !- Watts per Person {W/person}
0.0000, !- Return Air Fraction
0.6300, !- Fraction Radiant
0.2700, !- Fraction Visible
1.0000, !- Fraction Replaceable
Produce, !- End-Use Subcategory
No; !- Return Air Fraction Calculated from Plenum Temperature
Lights,
H-F - Produce, !- Name
L1S2-AislesWest Thermal Zone, !- Zone or ZoneList Name
Lighting_Ambient, !- Schedule Name
LightingLevel, !- Design Level Calculation Method
39, !- Lighting Level {W}
, !- Watts per Zone Floor Area {W/m2}
, !- Watts per Person {W/person}
0.0000, !- Return Air Fraction
0.6300, !- Fraction Radiant
0.2700, !- Fraction Visible
1.0000, !- Fraction Replaceable
Produce, !- End-Use Subcategory
No; !- Return Air Fraction Calculated from Plenum Temperature
Lights,
H-G - Produce, !- Name
L1S2-AislesWest Thermal Zone, !- Zone or ZoneList Name
Lighting_Ambient, !- Schedule Name
LightingLevel, !- Design Level Calculation Method
39, !- Lighting Level {W}
, !- Watts per Zone Floor Area {W/m2}
, !- Watts per Person {W/person}
0.0000, !- Return Air Fraction
0.6300, !- Fraction Radiant
0.2700, !- Fraction Visible
1.0000, !- Fraction Replaceable
Produce, !- End-Use Subcategory
No; !- Return Air Fraction Calculated from Plenum Temperature
Lights,
H-H - Produce, !- Name
L1S2-AislesWest Thermal Zone, !- Zone or ZoneList Name
Lighting_Ambient, !- Schedule Name
LightingLevel, !- Design Level Calculation Method
39, !- Lighting Level {W}
, !- Watts per Zone Floor Area {W/m2}
, !- Watts per Person {W/person}
0.0000, !- Return Air Fraction
0.6300, !- Fraction Radiant
0.2700, !- Fraction Visible
1.0000, !- Fraction Replaceable
Produce, !- End-Use Subcategory
No; !- Return Air Fraction Calculated from Plenum Temperature
Lights,
H-I - Produce, !- Name
L1S2-AislesWest Thermal Zone, !- Zone or ZoneList Name
Lighting_Ambient, !- Schedule Name
LightingLevel, !- Design Level Calculation Method
39, !- Lighting Level {W}
, !- Watts per Zone Floor Area {W/m2}
, !- Watts per Person {W/person}
0.0000, !- Return Air Fraction
0.6300, !- Fraction Radiant
0.2700, !- Fraction Visible
1.0000, !- Fraction Replaceable
Produce, !- End-Use Subcategory
No; !- Return Air Fraction Calculated from Plenum Temperature
Lights,
H-J - Produce, !- Name
L1S2-AislesWest Thermal Zone, !- Zone or ZoneList Name
Lighting_Ambient, !- Schedule Name
LightingLevel, !- Design Level Calculation Method
39, !- Lighting Level {W}
, !- Watts per Zone Floor Area {W/m2}
, !- Watts per Person {W/person}
0.0000, !- Return Air Fraction
0.6300, !- Fraction Radiant
0.2700, !- Fraction Visible
1.0000, !- Fraction Replaceable
Produce, !- End-Use Subcategory
No; !- Return Air Fraction Calculated from Plenum Temperature
Lights,
H-K - Produce, !- Name
L1S2-AislesWest Thermal Zone, !- Zone or ZoneList Name
Lighting_Ambient, !- Schedule Name
LightingLevel, !- Design Level Calculation Method
39, !- Lighting Level {W}
, !- Watts per Zone Floor Area {W/m2}
, !- Watts per Person {W/person}
0.0000, !- Return Air Fraction
0.6300, !- Fraction Radiant
0.2700, !- Fraction Visible
1.0000, !- Fraction Replaceable
Produce, !- End-Use Subcategory
No; !- Return Air Fraction Calculated from Plenum Temperature
Lights,
H-L - Produce, !- Name
L1S2-AislesWest Thermal Zone, !- Zone or ZoneList Name
Lighting_Ambient, !- Schedule Name
LightingLevel, !- Design Level Calculation Method
39, !- Lighting Level {W}
, !- Watts per Zone Floor Area {W/m2}
, !- Watts per Person {W/person}
0.0000, !- Return Air Fraction
0.6300, !- Fraction Radiant
0.2700, !- Fraction Visible
1.0000, !- Fraction Replaceable
Produce, !- End-Use Subcategory
No; !- Return Air Fraction Calculated from Plenum Temperature
Lights,
H-M - Produce, !- Name
L1S2-AislesWest Thermal Zone, !- Zone or ZoneList Name
Lighting_Ambient, !- Schedule Name
LightingLevel, !- Design Level Calculation Method
39, !- Lighting Level {W}
, !- Watts per Zone Floor Area {W/m2}
, !- Watts per Person {W/person}
0.0000, !- Return Air Fraction
0.6300, !- Fraction Radiant
0.2700, !- Fraction Visible
1.0000, !- Fraction Replaceable
Produce, !- End-Use Subcategory
No; !- Return Air Fraction Calculated from Plenum Temperature
Lights,
H-N - Produce, !- Name
L1S2-AislesWest Thermal Zone, !- Zone or ZoneList Name
Lighting_Ambient, !- Schedule Name
LightingLevel, !- Design Level Calculation Method
39, !- Lighting Level {W}
, !- Watts per Zone Floor Area {W/m2}
, !- Watts per Person {W/person}
0.0000, !- Return Air Fraction
0.6300, !- Fraction Radiant
0.2700, !- Fraction Visible
1.0000, !- Fraction Replaceable
Produce, !- End-Use Subcategory
No; !- Return Air Fraction Calculated from Plenum Temperature
Lights,
H-O - Produce, !- Name
L1S2-AislesWest Thermal Zone, !- Zone or ZoneList Name
Lighting_Ambient, !- Schedule Name
LightingLevel, !- Design Level Calculation Method
39, !- Lighting Level {W}
, !- Watts per Zone Floor Area {W/m2}
, !- Watts per Person {W/person}
0.0000, !- Return Air Fraction
0.6300, !- Fraction Radiant
0.2700, !- Fraction Visible
1.0000, !- Fraction Replaceable
Produce, !- End-Use Subcategory
No; !- Return Air Fraction Calculated from Plenum Temperature
Lights,
H-P - Produce, !- Name
L1S2-AislesWest Thermal Zone, !- Zone or ZoneList Name
Lighting_Ambient, !- Schedule Name
LightingLevel, !- Design Level Calculation Method
39, !- Lighting Level {W}
, !- Watts per Zone Floor Area {W/m2}
, !- Watts per Person {W/person}
0.0000, !- Return Air Fraction
0.6300, !- Fraction Radiant
0.2700, !- Fraction Visible
1.0000, !- Fraction Replaceable
Produce, !- End-Use Subcategory
No; !- Return Air Fraction Calculated from Plenum Temperature
Lights,
H-Q - Produce, !- Name
L1S2-AislesWest Thermal Zone, !- Zone or ZoneList Name
Lighting_Ambient, !- Schedule Name
LightingLevel, !- Design Level Calculation Method
39, !- Lighting Level {W}
, !- Watts per Zone Floor Area {W/m2}
, !- Watts per Person {W/person}
0.0000, !- Return Air Fraction
0.6300, !- Fraction Radiant
0.2700, !- Fraction Visible
1.0000, !- Fraction Replaceable
Produce, !- End-Use Subcategory
No; !- Return Air Fraction Calculated from Plenum Temperature
Lights,
H-R - Produce, !- Name
L1S2-AislesWest Thermal Zone, !- Zone or ZoneList Name
Lighting_Ambient, !- Schedule Name
LightingLevel, !- Design Level Calculation Method
39, !- Lighting Level {W}
, !- Watts per Zone Floor Area {W/m2}
, !- Watts per Person {W/person}
0.0000, !- Return Air Fraction
0.6300, !- Fraction Radiant
0.2700, !- Fraction Visible
1.0000, !- Fraction Replaceable
Produce, !- End-Use Subcategory
No; !- Return Air Fraction Calculated from Plenum Temperature
Lights,
H-S - Produce, !- Name
L1S2-AislesWest Thermal Zone, !- Zone or ZoneList Name
Lighting_Ambient, !- Schedule Name
LightingLevel, !- Design Level Calculation Method
39, !- Lighting Level {W}
, !- Watts per Zone Floor Area {W/m2}
, !- Watts per Person {W/person}
0.0000, !- Return Air Fraction
0.6300, !- Fraction Radiant
0.2700, !- Fraction Visible
1.0000, !- Fraction Replaceable
Produce, !- End-Use Subcategory
No; !- Return Air Fraction Calculated from Plenum Temperature
Lights,
H-T - Produce, !- Name
L1S2-AislesWest Thermal Zone, !- Zone or ZoneList Name
Lighting_Ambient, !- Schedule Name
LightingLevel, !- Design Level Calculation Method
39, !- Lighting Level {W}
, !- Watts per Zone Floor Area {W/m2}
, !- Watts per Person {W/person}
0.0000, !- Return Air Fraction
0.6300, !- Fraction Radiant
0.2700, !- Fraction Visible
1.0000, !- Fraction Replaceable
Produce, !- End-Use Subcategory
No; !- Return Air Fraction Calculated from Plenum Temperature
Lights,
H-U - Produce, !- Name
L1S2-AislesWest Thermal Zone, !- Zone or ZoneList Name
Lighting_Ambient, !- Schedule Name
LightingLevel, !- Design Level Calculation Method
39, !- Lighting Level {W}
, !- Watts per Zone Floor Area {W/m2}
, !- Watts per Person {W/person}
0.0000, !- Return Air Fraction
0.6300, !- Fraction Radiant
0.2700, !- Fraction Visible
1.0000, !- Fraction Replaceable
Produce, !- End-Use Subcategory
No; !- Return Air Fraction Calculated from Plenum Temperature
Lights,
H-V - Produce, !- Name
L1S2-AislesWest Thermal Zone, !- Zone or ZoneList Name
Lighting_Ambient, !- Schedule Name
LightingLevel, !- Design Level Calculation Method
39, !- Lighting Level {W}
, !- Watts per Zone Floor Area {W/m2}
, !- Watts per Person {W/person}
0.0000, !- Return Air Fraction
0.6300, !- Fraction Radiant
0.2700, !- Fraction Visible
1.0000, !- Fraction Replaceable
Produce, !- End-Use Subcategory
No; !- Return Air Fraction Calculated from Plenum Temperature
Lights,
J-A - Produce, !- Name
L1S2-AislesWest Thermal Zone, !- Zone or ZoneList Name
Lighting_Ambient, !- Schedule Name
LightingLevel, !- Design Level Calculation Method
39, !- Lighting Level {W}
, !- Watts per Zone Floor Area {W/m2}
, !- Watts per Person {W/person}
0.0000, !- Return Air Fraction
0.6300, !- Fraction Radiant
0.2700, !- Fraction Visible
1.0000, !- Fraction Replaceable
Produce, !- End-Use Subcategory
No; !- Return Air Fraction Calculated from Plenum Temperature
Lights,
J-B - Produce, !- Name
L1S2-AislesWest Thermal Zone, !- Zone or ZoneList Name
Lighting_Ambient, !- Schedule Name
LightingLevel, !- Design Level Calculation Method
39, !- Lighting Level {W}
, !- Watts per Zone Floor Area {W/m2}
, !- Watts per Person {W/person}
0.0000, !- Return Air Fraction
0.6300, !- Fraction Radiant
0.2700, !- Fraction Visible
1.0000, !- Fraction Replaceable
Produce, !- End-Use Subcategory
No; !- Return Air Fraction Calculated from Plenum Temperature
Lights,
J-C - Produce, !- Name
L1S2-AislesWest Thermal Zone, !- Zone or ZoneList Name
Lighting_Ambient, !- Schedule Name
LightingLevel, !- Design Level Calculation Method
39, !- Lighting Level {W}
, !- Watts per Zone Floor Area {W/m2}
, !- Watts per Person {W/person}
0.0000, !- Return Air Fraction
0.6300, !- Fraction Radiant
0.2700, !- Fraction Visible
1.0000, !- Fraction Replaceable
Produce, !- End-Use Subcategory
No; !- Return Air Fraction Calculated from Plenum Temperature
Lights,
J-D - Produce, !- Name
L1S2-AislesWest Thermal Zone, !- Zone or ZoneList Name
Lighting_Ambient, !- Schedule Name
LightingLevel, !- Design Level Calculation Method
39, !- Lighting Level {W}
, !- Watts per Zone Floor Area {W/m2}
, !- Watts per Person {W/person}
0.0000, !- Return Air Fraction
0.6300, !- Fraction Radiant
0.2700, !- Fraction Visible
1.0000, !- Fraction Replaceable
Produce, !- End-Use Subcategory
No; !- Return Air Fraction Calculated from Plenum Temperature
Lights,
J-E - Produce, !- Name
L1S2-AislesWest Thermal Zone, !- Zone or ZoneList Name
Lighting_Ambient, !- Schedule Name
LightingLevel, !- Design Level Calculation Method
39, !- Lighting Level {W}
, !- Watts per Zone Floor Area {W/m2}
, !- Watts per Person {W/person}
0.0000, !- Return Air Fraction
0.6300, !- Fraction Radiant
0.2700, !- Fraction Visible
1.0000, !- Fraction Replaceable
Produce, !- End-Use Subcategory
No; !- Return Air Fraction Calculated from Plenum Temperature
Lights,
J-F - Produce, !- Name
L1S2-AislesWest Thermal Zone, !- Zone or ZoneList Name
Lighting_Ambient, !- Schedule Name
LightingLevel, !- Design Level Calculation Method
39, !- Lighting Level {W}
, !- Watts per Zone Floor Area {W/m2}
, !- Watts per Person {W/person}
0.0000, !- Return Air Fraction
0.6300, !- Fraction Radiant
0.2700, !- Fraction Visible
1.0000, !- Fraction Replaceable
Produce, !- End-Use Subcategory
No; !- Return Air Fraction Calculated from Plenum Temperature
Lights,
J-G - Produce, !- Name
L1S2-AislesWest Thermal Zone, !- Zone or ZoneList Name
Lighting_Ambient, !- Schedule Name
LightingLevel, !- Design Level Calculation Method
39, !- Lighting Level {W}
, !- Watts per Zone Floor Area {W/m2}
, !- Watts per Person {W/person}
0.0000, !- Return Air Fraction
0.6300, !- Fraction Radiant
0.2700, !- Fraction Visible
1.0000, !- Fraction Replaceable
Produce, !- End-Use Subcategory
No; !- Return Air Fraction Calculated from Plenum Temperature
Lights,
J-H - Produce, !- Name
L1S2-AislesWest Thermal Zone, !- Zone or ZoneList Name
Lighting_Ambient, !- Schedule Name
LightingLevel, !- Design Level Calculation Method
39, !- Lighting Level {W}
, !- Watts per Zone Floor Area {W/m2}
, !- Watts per Person {W/person}
0.0000, !- Return Air Fraction
0.6300, !- Fraction Radiant
0.2700, !- Fraction Visible
1.0000, !- Fraction Replaceable
Produce, !- End-Use Subcategory
No; !- Return Air Fraction Calculated from Plenum Temperature
Lights,
J-I - Produce, !- Name
L1S2-AislesWest Thermal Zone, !- Zone or ZoneList Name
Lighting_Ambient, !- Schedule Name
LightingLevel, !- Design Level Calculation Method
39, !- Lighting Level {W}
, !- Watts per Zone Floor Area {W/m2}
, !- Watts per Person {W/person}
0.0000, !- Return Air Fraction
0.6300, !- Fraction Radiant
0.2700, !- Fraction Visible
1.0000, !- Fraction Replaceable
Produce, !- End-Use Subcategory
No; !- Return Air Fraction Calculated from Plenum Temperature
Lights,
J-J - Produce, !- Name
L1S2-AislesWest Thermal Zone, !- Zone or ZoneList Name
Lighting_Ambient, !- Schedule Name
LightingLevel, !- Design Level Calculation Method
39, !- Lighting Level {W}
, !- Watts per Zone Floor Area {W/m2}
, !- Watts per Person {W/person}
0.0000, !- Return Air Fraction
0.6300, !- Fraction Radiant
0.2700, !- Fraction Visible
1.0000, !- Fraction Replaceable
Produce, !- End-Use Subcategory
No; !- Return Air Fraction Calculated from Plenum Temperature
Lights,
J-K - Produce, !- Name
L1S2-AislesWest Thermal Zone, !- Zone or ZoneList Name
Lighting_Ambient, !- Schedule Name
LightingLevel, !- Design Level Calculation Method
39, !- Lighting Level {W}
, !- Watts per Zone Floor Area {W/m2}
, !- Watts per Person {W/person}
0.0000, !- Return Air Fraction
0.6300, !- Fraction Radiant
0.2700, !- Fraction Visible
1.0000, !- Fraction Replaceable
Produce, !- End-Use Subcategory
No; !- Return Air Fraction Calculated from Plenum Temperature
Lights,
J-L - Produce, !- Name
L1S2-AislesWest Thermal Zone, !- Zone or ZoneList Name
Lighting_Ambient, !- Schedule Name
LightingLevel, !- Design Level Calculation Method
39, !- Lighting Level {W}
, !- Watts per Zone Floor Area {W/m2}
, !- Watts per Person {W/person}
0.0000, !- Return Air Fraction
0.6300, !- Fraction Radiant
0.2700, !- Fraction Visible
1.0000, !- Fraction Replaceable
Produce, !- End-Use Subcategory
No; !- Return Air Fraction Calculated from Plenum Temperature
Lights,
W-A - Seafood Surface, !- Name
L1S1-SeafoodSurface Thermal Zone, !- Zone or ZoneList Name
Lighting_Ambient, !- Schedule Name
LightingLevel, !- Design Level Calculation Method
39, !- Lighting Level {W}
, !- Watts per Zone Floor Area {W/m2}
, !- Watts per Person {W/person}
0.0000, !- Return Air Fraction
0.6300, !- Fraction Radiant
0.2700, !- Fraction Visible
1.0000, !- Fraction Replaceable
Seafood Surface, !- End-Use Subcategory
No; !- Return Air Fraction Calculated from Plenum Temperature
Lights,
W-B - Seafood Surface, !- Name
L1S1-SeafoodSurface Thermal Zone, !- Zone or ZoneList Name
Lighting_Ambient, !- Schedule Name
LightingLevel, !- Design Level Calculation Method
39, !- Lighting Level {W}
, !- Watts per Zone Floor Area {W/m2}
, !- Watts per Person {W/person}
0.0000, !- Return Air Fraction
0.6300, !- Fraction Radiant
0.2700, !- Fraction Visible
1.0000, !- Fraction Replaceable
Seafood Surface, !- End-Use Subcategory
No; !- Return Air Fraction Calculated from Plenum Temperature
Lights,
W-C - Seafood Surface, !- Name
L1S1-SeafoodSurface Thermal Zone, !- Zone or ZoneList Name
Lighting_Ambient, !- Schedule Name
LightingLevel, !- Design Level Calculation Method
39, !- Lighting Level {W}
, !- Watts per Zone Floor Area {W/m2}
, !- Watts per Person {W/person}
0.0000, !- Return Air Fraction
0.6300, !- Fraction Radiant
0.2700, !- Fraction Visible
1.0000, !- Fraction Replaceable
Seafood Surface, !- End-Use Subcategory
No; !- Return Air Fraction Calculated from Plenum Temperature
Lights,
W-D - Seafood Surface, !- Name
L1S1-SeafoodSurface Thermal Zone, !- Zone or ZoneList Name
Lighting_Ambient, !- Schedule Name
LightingLevel, !- Design Level Calculation Method
39, !- Lighting Level {W}
, !- Watts per Zone Floor Area {W/m2}
, !- Watts per Person {W/person}
0.0000, !- Return Air Fraction
0.6300, !- Fraction Radiant
0.2700, !- Fraction Visible
1.0000, !- Fraction Replaceable
Seafood Surface, !- End-Use Subcategory
No; !- Return Air Fraction Calculated from Plenum Temperature
Lights,
Retro1-A - ExgStorage, !- Name
M-201-ExgStorage Thermal Zone, !- Zone or ZoneList Name
Lighting_Ambient, !- Schedule Name
LightingLevel, !- Design Level Calculation Method
128, !- Lighting Level {W}
, !- Watts per Zone Floor Area {W/m2}
, !- Watts per Person {W/person}
0.0000, !- Return Air Fraction
0.5800, !- Fraction Radiant
0.2100, !- Fraction Visible
1.0000, !- Fraction Replaceable
BOH, !- End-Use Subcategory
No; !- Return Air Fraction Calculated from Plenum Temperature
Lights,
Retro1-B - ExgStorage, !- Name
M-201-ExgStorage Thermal Zone, !- Zone or ZoneList Name
Lighting_Ambient, !- Schedule Name
LightingLevel, !- Design Level Calculation Method
128, !- Lighting Level {W}
, !- Watts per Zone Floor Area {W/m2}
, !- Watts per Person {W/person}
0.0000, !- Return Air Fraction
0.5800, !- Fraction Radiant
0.2100, !- Fraction Visible
1.0000, !- Fraction Replaceable
BOH, !- End-Use Subcategory
No; !- Return Air Fraction Calculated from Plenum Temperature
Lights,
Retro1-C - ExgStorage, !- Name
M-201-ExgStorage Thermal Zone, !- Zone or ZoneList Name
Lighting_Ambient, !- Schedule Name
LightingLevel, !- Design Level Calculation Method
128, !- Lighting Level {W}
, !- Watts per Zone Floor Area {W/m2}
, !- Watts per Person {W/person}
0.0000, !- Return Air Fraction
0.5800, !- Fraction Radiant
0.2100, !- Fraction Visible
1.0000, !- Fraction Replaceable
BOH, !- End-Use Subcategory
No; !- Return Air Fraction Calculated from Plenum Temperature
Lights,
Retro1-D - ExgStorage, !- Name
M-201-ExgStorage Thermal Zone, !- Zone or ZoneList Name
Lighting_Ambient, !- Schedule Name
LightingLevel, !- Design Level Calculation Method
128, !- Lighting Level {W}
, !- Watts per Zone Floor Area {W/m2}
, !- Watts per Person {W/person}
0.0000, !- Return Air Fraction
0.5800, !- Fraction Radiant
0.2100, !- Fraction Visible
1.0000, !- Fraction Replaceable
BOH, !- End-Use Subcategory
No; !- Return Air Fraction Calculated from Plenum Temperature
Lights,
Retro1-E - ExgStorage, !- Name
M-201-ExgStorage Thermal Zone, !- Zone or ZoneList Name
Lighting_Ambient, !- Schedule Name
LightingLevel, !- Design Level Calculation Method
128, !- Lighting Level {W}
, !- Watts per Zone Floor Area {W/m2}
, !- Watts per Person {W/person}
0.0000, !- Return Air Fraction
0.5800, !- Fraction Radiant
0.2100, !- Fraction Visible
1.0000, !- Fraction Replaceable
BOH, !- End-Use Subcategory
No; !- Return Air Fraction Calculated from Plenum Temperature
Lights,
Retro1-E - ExgStorage 2, !- Name
M-201-ExgStorage Thermal Zone, !- Zone or ZoneList Name
Lighting_Ambient, !- Schedule Name
LightingLevel, !- Design Level Calculation Method
128, !- Lighting Level {W}
, !- Watts per Zone Floor Area {W/m2}
, !- Watts per Person {W/person}
0.0000, !- Return Air Fraction
0.5800, !- Fraction Radiant
0.2100, !- Fraction Visible
1.0000, !- Fraction Replaceable
BOH, !- End-Use Subcategory
No; !- Return Air Fraction Calculated from Plenum Temperature
Lights,
Retro2-A - ExgStorage, !- Name
M-201-ExgStorage Thermal Zone, !- Zone or ZoneList Name
Lighting_Ambient, !- Schedule Name
LightingLevel, !- Design Level Calculation Method
64, !- Lighting Level {W}
, !- Watts per Zone Floor Area {W/m2}
, !- Watts per Person {W/person}
0.0000, !- Return Air Fraction
0.5800, !- Fraction Radiant
0.2100, !- Fraction Visible
1.0000, !- Fraction Replaceable
BOH, !- End-Use Subcategory
No; !- Return Air Fraction Calculated from Plenum Temperature
Lights,
Retro2-B - ExgStorage, !- Name
M-201-ExgStorage Thermal Zone, !- Zone or ZoneList Name
Lighting_Ambient, !- Schedule Name
LightingLevel, !- Design Level Calculation Method
64, !- Lighting Level {W}
, !- Watts per Zone Floor Area {W/m2}
, !- Watts per Person {W/person}
0.0000, !- Return Air Fraction
0.5800, !- Fraction Radiant
0.2100, !- Fraction Visible
1.0000, !- Fraction Replaceable
BOH, !- End-Use Subcategory
No; !- Return Air Fraction Calculated from Plenum Temperature
Lights,
Retro2-C - ExgStorage, !- Name
M-201-ExgStorage Thermal Zone, !- Zone or ZoneList Name
Lighting_Ambient, !- Schedule Name
LightingLevel, !- Design Level Calculation Method
64, !- Lighting Level {W}
, !- Watts per Zone Floor Area {W/m2}
, !- Watts per Person {W/person}
0.0000, !- Return Air Fraction
0.5800, !- Fraction Radiant
0.2100, !- Fraction Visible
1.0000, !- Fraction Replaceable
BOH, !- End-Use Subcategory
No; !- Return Air Fraction Calculated from Plenum Temperature
Lights,
Retro2-D - ExgStorage, !- Name
M-201-ExgStorage Thermal Zone, !- Zone or ZoneList Name
Lighting_Ambient, !- Schedule Name
LightingLevel, !- Design Level Calculation Method
64, !- Lighting Level {W}
, !- Watts per Zone Floor Area {W/m2}
, !- Watts per Person {W/person}
0.0000, !- Return Air Fraction
0.5800, !- Fraction Radiant
0.2100, !- Fraction Visible
1.0000, !- Fraction Replaceable
BOH, !- End-Use Subcategory
No; !- Return Air Fraction Calculated from Plenum Temperature
Lights,
Retro2-E - ExgStorage, !- Name
M-201-ExgStorage Thermal Zone, !- Zone or ZoneList Name
Lighting_Ambient, !- Schedule Name
LightingLevel, !- Design Level Calculation Method
64, !- Lighting Level {W}
, !- Watts per Zone Floor Area {W/m2}
, !- Watts per Person {W/person}
0.0000, !- Return Air Fraction
0.5800, !- Fraction Radiant
0.2100, !- Fraction Visible
1.0000, !- Fraction Replaceable
BOH, !- End-Use Subcategory
No; !- Return Air Fraction Calculated from Plenum Temperature
Lights,
Retro2-F - ExgStorage, !- Name
M-201-ExgStorage Thermal Zone, !- Zone or ZoneList Name
Lighting_Ambient, !- Schedule Name
LightingLevel, !- Design Level Calculation Method
64, !- Lighting Level {W}
, !- Watts per Zone Floor Area {W/m2}
, !- Watts per Person {W/person}
0.0000, !- Return Air Fraction
0.5800, !- Fraction Radiant
0.2100, !- Fraction Visible
1.0000, !- Fraction Replaceable
BOH, !- End-Use Subcategory
No; !- Return Air Fraction Calculated from Plenum Temperature
Lights,
Retro2-G - ExgStorage, !- Name
M-201-ExgStorage Thermal Zone, !- Zone or ZoneList Name
Lighting_Ambient, !- Schedule Name
LightingLevel, !- Design Level Calculation Method
64, !- Lighting Level {W}
, !- Watts per Zone Floor Area {W/m2}
, !- Watts per Person {W/person}
0.0000, !- Return Air Fraction
0.5800, !- Fraction Radiant
0.2100, !- Fraction Visible
1.0000, !- Fraction Replaceable
BOH, !- End-Use Subcategory
No; !- Return Air Fraction Calculated from Plenum Temperature
Lights,
Retro3-A - ExgStorage, !- Name
M-201-ExgStorage Thermal Zone, !- Zone or ZoneList Name
Lighting_Ambient, !- Schedule Name
LightingLevel, !- Design Level Calculation Method
64, !- Lighting Level {W}
, !- Watts per Zone Floor Area {W/m2}
, !- Watts per Person {W/person}
0.0000, !- Return Air Fraction
0.5800, !- Fraction Radiant
0.2100, !- Fraction Visible
1.0000, !- Fraction Replaceable
BOH, !- End-Use Subcategory
No; !- Return Air Fraction Calculated from Plenum Temperature
Lights,
Retro3-B - ExgStorage, !- Name
M-201-ExgStorage Thermal Zone, !- Zone or ZoneList Name
Lighting_Ambient, !- Schedule Name
LightingLevel, !- Design Level Calculation Method
64, !- Lighting Level {W}
, !- Watts per Zone Floor Area {W/m2}
, !- Watts per Person {W/person}
0.0000, !- Return Air Fraction
0.5800, !- Fraction Radiant
0.2100, !- Fraction Visible
1.0000, !- Fraction Replaceable
BOH, !- End-Use Subcategory
No; !- Return Air Fraction Calculated from Plenum Temperature
Lights,
Retro6-A - ExgStorage, !- Name
M-201-ExgStorage Thermal Zone, !- Zone or ZoneList Name
Lighting_Ambient, !- Schedule Name
LightingLevel, !- Design Level Calculation Method
42, !- Lighting Level {W}
, !- Watts per Zone Floor Area {W/m2}
, !- Watts per Person {W/person}
0.0000, !- Return Air Fraction
0.5800, !- Fraction Radiant
0.2100, !- Fraction Visible
1.0000, !- Fraction Replaceable
BOH, !- End-Use Subcategory
No; !- Return Air Fraction Calculated from Plenum Temperature
Lights,
Retro6-B - ExgStorage, !- Name
M-201-ExgStorage Thermal Zone, !- Zone or ZoneList Name
Lighting_Ambient, !- Schedule Name
LightingLevel, !- Design Level Calculation Method
42, !- Lighting Level {W}
, !- Watts per Zone Floor Area {W/m2}
, !- Watts per Person {W/person}
0.0000, !- Return Air Fraction
0.5800, !- Fraction Radiant
0.2100, !- Fraction Visible
1.0000, !- Fraction Replaceable
BOH, !- End-Use Subcategory
No; !- Return Air Fraction Calculated from Plenum Temperature
Lights,
Retro6-C - ExgStorage, !- Name
M-201-ExgStorage Thermal Zone, !- Zone or ZoneList Name
Lighting_Ambient, !- Schedule Name
LightingLevel, !- Design Level Calculation Method
42, !- Lighting Level {W}
, !- Watts per Zone Floor Area {W/m2}
, !- Watts per Person {W/person}
0.0000, !- Return Air Fraction
0.5800, !- Fraction Radiant
0.2100, !- Fraction Visible
1.0000, !- Fraction Replaceable
BOH, !- End-Use Subcategory
No; !- Return Air Fraction Calculated from Plenum Temperature
Lights,
Retro3-A - Cash Room, !- Name
M-153-CashRoom Thermal Zone, !- Zone or ZoneList Name
Lighting_Ambient, !- Schedule Name
LightingLevel, !- Design Level Calculation Method
64, !- Lighting Level {W}
, !- Watts per Zone Floor Area {W/m2}
, !- Watts per Person {W/person}
0.0000, !- Return Air Fraction
0.5800, !- Fraction Radiant
0.2100, !- Fraction Visible
1.0000, !- Fraction Replaceable
BOH, !- End-Use Subcategory
No; !- Return Air Fraction Calculated from Plenum Temperature
Lights,
Retro3-B - Cash Room, !- Name
M-153-CashRoom Thermal Zone, !- Zone or ZoneList Name
Lighting_Ambient, !- Schedule Name
LightingLevel, !- Design Level Calculation Method
64, !- Lighting Level {W}
, !- Watts per Zone Floor Area {W/m2}
, !- Watts per Person {W/person}
0.0000, !- Return Air Fraction
0.5800, !- Fraction Radiant
0.2100, !- Fraction Visible
1.0000, !- Fraction Replaceable
BOH, !- End-Use Subcategory
No; !- Return Air Fraction Calculated from Plenum Temperature
Lights,
Retro3-A - ExgOffices, !- Name
M-154-ExgOffice Thermal Zone, !- Zone or ZoneList Name
Lighting_Ambient, !- Schedule Name
LightingLevel, !- Design Level Calculation Method
64, !- Lighting Level {W}
, !- Watts per Zone Floor Area {W/m2}
, !- Watts per Person {W/person}
0.0000, !- Return Air Fraction
0.5800, !- Fraction Radiant
0.2100, !- Fraction Visible
1.0000, !- Fraction Replaceable
BOH, !- End-Use Subcategory
No; !- Return Air Fraction Calculated from Plenum Temperature
Lights,
Retro3-B - ExgOffices, !- Name
M-154-ExgOffice Thermal Zone, !- Zone or ZoneList Name
Lighting_Ambient, !- Schedule Name
LightingLevel, !- Design Level Calculation Method
64, !- Lighting Level {W}
, !- Watts per Zone Floor Area {W/m2}
, !- Watts per Person {W/person}
0.0000, !- Return Air Fraction
0.5800, !- Fraction Radiant
0.2100, !- Fraction Visible
1.0000, !- Fraction Replaceable
BOH, !- End-Use Subcategory
No; !- Return Air Fraction Calculated from Plenum Temperature
Lights,
Retro5-A - ExgOffices, !- Name
M-155-ExgOffice Thermal Zone, !- Zone or ZoneList Name
Lighting_Ambient, !- Schedule Name
LightingLevel, !- Design Level Calculation Method
96, !- Lighting Level {W}
, !- Watts per Zone Floor Area {W/m2}
, !- Watts per Person {W/person}
0.0000, !- Return Air Fraction
0.5800, !- Fraction Radiant
0.2100, !- Fraction Visible
1.0000, !- Fraction Replaceable
BOH, !- End-Use Subcategory
No; !- Return Air Fraction Calculated from Plenum Temperature
Lights,
Retro3-C - ExgOffices, !- Name
M-156-StlOffice Thermal Zone, !- Zone or ZoneList Name
Lighting_Ambient, !- Schedule Name
LightingLevel, !- Design Level Calculation Method
64, !- Lighting Level {W}
, !- Watts per Zone Floor Area {W/m2}
, !- Watts per Person {W/person}
0.0000, !- Return Air Fraction
0.5800, !- Fraction Radiant
0.2100, !- Fraction Visible
1.0000, !- Fraction Replaceable
BOH, !- End-Use Subcategory
No; !- Return Air Fraction Calculated from Plenum Temperature
Lights,
Retro3-D - ExgOffices, !- Name
M-156-StlOffice Thermal Zone, !- Zone or ZoneList Name
Lighting_Ambient, !- Schedule Name
LightingLevel, !- Design Level Calculation Method
64, !- Lighting Level {W}
, !- Watts per Zone Floor Area {W/m2}
, !- Watts per Person {W/person}
0.0000, !- Return Air Fraction
0.5800, !- Fraction Radiant
0.2100, !- Fraction Visible
1.0000, !- Fraction Replaceable
BOH, !- End-Use Subcategory
No; !- Return Air Fraction Calculated from Plenum Temperature
Lights,
Retro3-E - ExgOffices, !- Name
M-156-StlOffice Thermal Zone, !- Zone or ZoneList Name
Lighting_Ambient, !- Schedule Name
LightingLevel, !- Design Level Calculation Method
64, !- Lighting Level {W}
, !- Watts per Zone Floor Area {W/m2}
, !- Watts per Person {W/person}
0.0000, !- Return Air Fraction
0.5800, !- Fraction Radiant
0.2100, !- Fraction Visible
1.0000, !- Fraction Replaceable
BOH, !- End-Use Subcategory
No; !- Return Air Fraction Calculated from Plenum Temperature
Lights,
Retro3-F - ExgOffices, !- Name
M-156-StlOffice Thermal Zone, !- Zone or ZoneList Name
Lighting_Ambient, !- Schedule Name
LightingLevel, !- Design Level Calculation Method
64, !- Lighting Level {W}
, !- Watts per Zone Floor Area {W/m2}
, !- Watts per Person {W/person}
0.0000, !- Return Air Fraction
0.5800, !- Fraction Radiant
0.2100, !- Fraction Visible
1.0000, !- Fraction Replaceable
BOH, !- End-Use Subcategory
No; !- Return Air Fraction Calculated from Plenum Temperature
Lights,
Retro3-A - Break Room, !- Name
M-158-BreakRoom Thermal Zone, !- Zone or ZoneList Name
Lighting_Ambient, !- Schedule Name
LightingLevel, !- Design Level Calculation Method
64, !- Lighting Level {W}
, !- Watts per Zone Floor Area {W/m2}
, !- Watts per Person {W/person}
0.0000, !- Return Air Fraction
0.5800, !- Fraction Radiant
0.2100, !- Fraction Visible
1.0000, !- Fraction Replaceable
BOH, !- End-Use Subcategory
No; !- Return Air Fraction Calculated from Plenum Temperature
Lights,
Retro6-A - ExgVest, !- Name
M-159-ExgVest Thermal Zone, !- Zone or ZoneList Name
Lighting_Ambient, !- Schedule Name
LightingLevel, !- Design Level Calculation Method
42, !- Lighting Level {W}
, !- Watts per Zone Floor Area {W/m2}
, !- Watts per Person {W/person}
0.0000, !- Return Air Fraction
0.5800, !- Fraction Radiant
0.2100, !- Fraction Visible
1.0000, !- Fraction Replaceable
BOH, !- End-Use Subcategory
No; !- Return Air Fraction Calculated from Plenum Temperature
Lights,
Retro6-A - ExgMens, !- Name
M-161-Men Thermal Zone, !- Zone or ZoneList Name
Lighting_Ambient, !- Schedule Name
LightingLevel, !- Design Level Calculation Method
42, !- Lighting Level {W}
, !- Watts per Zone Floor Area {W/m2}
, !- Watts per Person {W/person}
0.0000, !- Return Air Fraction
0.5800, !- Fraction Radiant
0.2100, !- Fraction Visible
1.0000, !- Fraction Replaceable
BOH, !- End-Use Subcategory
No; !- Return Air Fraction Calculated from Plenum Temperature
Lights,
Retro3-A - ExgMens, !- Name
M-161-Men Thermal Zone, !- Zone or ZoneList Name
Lighting_Ambient, !- Schedule Name
LightingLevel, !- Design Level Calculation Method
64, !- Lighting Level {W}
, !- Watts per Zone Floor Area {W/m2}
, !- Watts per Person {W/person}
0.0000, !- Return Air Fraction
0.5800, !- Fraction Radiant
0.2100, !- Fraction Visible
1.0000, !- Fraction Replaceable
BOH, !- End-Use Subcategory
No; !- Return Air Fraction Calculated from Plenum Temperature
Lights,
Retro6-A - ExgWomens, !- Name
M-ExgWomen Thermal Zone, !- Zone or ZoneList Name
Lighting_Ambient, !- Schedule Name
LightingLevel, !- Design Level Calculation Method
42, !- Lighting Level {W}
, !- Watts per Zone Floor Area {W/m2}
, !- Watts per Person {W/person}
0.0000, !- Return Air Fraction
0.5800, !- Fraction Radiant
0.2100, !- Fraction Visible
1.0000, !- Fraction Replaceable
BOH, !- End-Use Subcategory
No; !- Return Air Fraction Calculated from Plenum Temperature
Lights,
Retro3-A - ExgWomens, !- Name
M-ExgWomen Thermal Zone, !- Zone or ZoneList Name
Lighting_Ambient, !- Schedule Name
LightingLevel, !- Design Level Calculation Method
64, !- Lighting Level {W}
, !- Watts per Zone Floor Area {W/m2}
, !- Watts per Person {W/person}
0.0000, !- Return Air Fraction
0.5800, !- Fraction Radiant
0.2100, !- Fraction Visible
1.0000, !- Fraction Replaceable
BOH, !- End-Use Subcategory
No; !- Return Air Fraction Calculated from Plenum Temperature
Lights,
Retro2-A - MDF, !- Name
M-152-MDF Thermal Zone, !- Zone or ZoneList Name
Lighting_Ambient, !- Schedule Name
LightingLevel, !- Design Level Calculation Method
64, !- Lighting Level {W}
, !- Watts per Zone Floor Area {W/m2}
, !- Watts per Person {W/person}
0.0000, !- Return Air Fraction
0.5800, !- Fraction Radiant
0.2100, !- Fraction Visible
1.0000, !- Fraction Replaceable
BOH, !- End-Use Subcategory
No; !- Return Air Fraction Calculated from Plenum Temperature
Lights,
Retro2-A - MDF 2, !- Name
M-152-MDF Thermal Zone, !- Zone or ZoneList Name
Lighting_Ambient, !- Schedule Name
LightingLevel, !- Design Level Calculation Method
64, !- Lighting Level {W}
, !- Watts per Zone Floor Area {W/m2}
, !- Watts per Person {W/person}
0.0000, !- Return Air Fraction
0.5800, !- Fraction Radiant
0.2100, !- Fraction Visible
1.0000, !- Fraction Replaceable
BOH, !- End-Use Subcategory
No; !- Return Air Fraction Calculated from Plenum Temperature
Lights,
Retro1-A - Meat Prep, !- Name
M-163-MeatPrep Thermal Zone, !- Zone or ZoneList Name
Lighting_Ambient, !- Schedule Name
LightingLevel, !- Design Level Calculation Method
128, !- Lighting Level {W}
, !- Watts per Zone Floor Area {W/m2}
, !- Watts per Person {W/person}
0.0000, !- Return Air Fraction
0.5800, !- Fraction Radiant
0.2100, !- Fraction Visible
1.0000, !- Fraction Replaceable
Meat Prep, !- End-Use Subcategory
No; !- Return Air Fraction Calculated from Plenum Temperature
Lights,
Retro1-B - Meat Prep, !- Name
M-163-MeatPrep Thermal Zone, !- Zone or ZoneList Name
Lighting_Ambient, !- Schedule Name
LightingLevel, !- Design Level Calculation Method
128, !- Lighting Level {W}
, !- Watts per Zone Floor Area {W/m2}
, !- Watts per Person {W/person}
0.0000, !- Return Air Fraction
0.5800, !- Fraction Radiant
0.2100, !- Fraction Visible
1.0000, !- Fraction Replaceable
Meat Prep, !- End-Use Subcategory
No; !- Return Air Fraction Calculated from Plenum Temperature
Lights,
Retro2-A - Meat Prep, !- Name
M-163-MeatPrep Thermal Zone, !- Zone or ZoneList Name
Lighting_Ambient, !- Schedule Name
LightingLevel, !- Design Level Calculation Method
64, !- Lighting Level {W}
, !- Watts per Zone Floor Area {W/m2}
, !- Watts per Person {W/person}
0.0000, !- Return Air Fraction
0.5800, !- Fraction Radiant
0.2100, !- Fraction Visible
1.0000, !- Fraction Replaceable
Meat Prep, !- End-Use Subcategory
No; !- Return Air Fraction Calculated from Plenum Temperature
Lights,
AA-A - Meat Prep, !- Name
M-163-MeatPrep Thermal Zone, !- Zone or ZoneList Name
Lighting_Ambient, !- Schedule Name
LightingLevel, !- Design Level Calculation Method
128, !- Lighting Level {W}
, !- Watts per Zone Floor Area {W/m2}
, !- Watts per Person {W/person}
0.0000, !- Return Air Fraction
0.5800, !- Fraction Radiant
0.2100, !- Fraction Visible
1.0000, !- Fraction Replaceable
Meat Prep, !- End-Use Subcategory
No; !- Return Air Fraction Calculated from Plenum Temperature
Lights,
BB-A - Meat Cooler, !- Name
M-164-MeatCooler Thermal Zone, !- Zone or ZoneList Name
Lighting_Ambient, !- Schedule Name
LightingLevel, !- Design Level Calculation Method
128, !- Lighting Level {W}
, !- Watts per Zone Floor Area {W/m2}
, !- Watts per Person {W/person}
0.0000, !- Return Air Fraction
0.5800, !- Fraction Radiant
0.2100, !- Fraction Visible
1.0000, !- Fraction Replaceable
Meat Prep, !- End-Use Subcategory
No; !- Return Air Fraction Calculated from Plenum Temperature
Lights,
BB-B - Meat Cooler, !- Name
M-164-MeatCooler Thermal Zone, !- Zone or ZoneList Name
Lighting_Ambient, !- Schedule Name
LightingLevel, !- Design Level Calculation Method
128, !- Lighting Level {W}
, !- Watts per Zone Floor Area {W/m2}
, !- Watts per Person {W/person}
0.0000, !- Return Air Fraction
0.5800, !- Fraction Radiant
0.2100, !- Fraction Visible
1.0000, !- Fraction Replaceable
Meat Prep, !- End-Use Subcategory
No; !- Return Air Fraction Calculated from Plenum Temperature
Lights,
BB-C - Meat Cooler, !- Name
M-164-MeatCooler Thermal Zone, !- Zone or ZoneList Name
Lighting_Ambient, !- Schedule Name
LightingLevel, !- Design Level Calculation Method
128, !- Lighting Level {W}
, !- Watts per Zone Floor Area {W/m2}
, !- Watts per Person {W/person}
0.0000, !- Return Air Fraction
0.5800, !- Fraction Radiant
0.2100, !- Fraction Visible
1.0000, !- Fraction Replaceable
Meat Prep, !- End-Use Subcategory
No; !- Return Air Fraction Calculated from Plenum Temperature
Lights,
Retro1-A - Prep Room, !- Name
M-162-PrepRoom Thermal Zone, !- Zone or ZoneList Name
Lighting_Ambient, !- Schedule Name
LightingLevel, !- Design Level Calculation Method
128, !- Lighting Level {W}
, !- Watts per Zone Floor Area {W/m2}
, !- Watts per Person {W/person}
0.0000, !- Return Air Fraction
0.5800, !- Fraction Radiant
0.2100, !- Fraction Visible
1.0000, !- Fraction Replaceable
Meat Prep, !- End-Use Subcategory
No; !- Return Air Fraction Calculated from Plenum Temperature
Lights,
Retro2-A - Prep Room, !- Name
M-162-PrepRoom Thermal Zone, !- Zone or ZoneList Name
Lighting_Ambient, !- Schedule Name
LightingLevel, !- Design Level Calculation Method
64, !- Lighting Level {W}
, !- Watts per Zone Floor Area {W/m2}
, !- Watts per Person {W/person}
0.0000, !- Return Air Fraction
0.5800, !- Fraction Radiant
0.2100, !- Fraction Visible
1.0000, !- Fraction Replaceable
Meat Prep, !- End-Use Subcategory
No; !- Return Air Fraction Calculated from Plenum Temperature
Lights,
BB1-A - BakeryFreezer, !- Name
M-BakeryFreezer Thermal Zone, !- Zone or ZoneList Name
Lighting_Ambient, !- Schedule Name
LightingLevel, !- Design Level Calculation Method
64, !- Lighting Level {W}
, !- Watts per Zone Floor Area {W/m2}
, !- Watts per Person {W/person}
0.0000, !- Return Air Fraction
0.5800, !- Fraction Radiant
0.2100, !- Fraction Visible
1.0000, !- Fraction Replaceable
Meat Prep, !- End-Use Subcategory
No; !- Return Air Fraction Calculated from Plenum Temperature
Lights,
Retro2-A - Stairs, !- Name
M-123-Stairs Thermal Zone, !- Zone or ZoneList Name
Lighting_Ambient, !- Schedule Name
LightingLevel, !- Design Level Calculation Method
64, !- Lighting Level {W}
, !- Watts per Zone Floor Area {W/m2}
, !- Watts per Person {W/person}
0.0000, !- Return Air Fraction
0.5800, !- Fraction Radiant
0.2100, !- Fraction Visible
1.0000, !- Fraction Replaceable
Stairwell, !- End-Use Subcategory
No; !- Return Air Fraction Calculated from Plenum Temperature
Lights,
Retro2-A - Stairs1, !- Name
L2-201-Stairs1 Thermal Zone, !- Zone or ZoneList Name
Lighting_Ambient, !- Schedule Name
LightingLevel, !- Design Level Calculation Method
64, !- Lighting Level {W}
, !- Watts per Zone Floor Area {W/m2}
, !- Watts per Person {W/person}
0.0000, !- Return Air Fraction
0.5800, !- Fraction Radiant
0.2100, !- Fraction Visible
1.0000, !- Fraction Replaceable
BOH, !- End-Use Subcategory
No; !- Return Air Fraction Calculated from Plenum Temperature
Lights,
Retro1-A - Corridor, !- Name
L2-201-Corridor Thermal Zone, !- Zone or ZoneList Name
Lighting_Ambient, !- Schedule Name
LightingLevel, !- Design Level Calculation Method
64, !- Lighting Level {W}
, !- Watts per Zone Floor Area {W/m2}
, !- Watts per Person {W/person}
0.0000, !- Return Air Fraction
0.5800, !- Fraction Radiant
0.2100, !- Fraction Visible
1.0000, !- Fraction Replaceable
BOH, !- End-Use Subcategory
No; !- Return Air Fraction Calculated from Plenum Temperature
Lights,
Retro2-A - Storage, !- Name
L2-201-Storage Thermal Zone, !- Zone or ZoneList Name
Lighting_Ambient, !- Schedule Name
LightingLevel, !- Design Level Calculation Method
64, !- Lighting Level {W}
, !- Watts per Zone Floor Area {W/m2}
, !- Watts per Person {W/person}
0.0000, !- Return Air Fraction
0.5800, !- Fraction Radiant
0.2100, !- Fraction Visible
1.0000, !- Fraction Replaceable
Storage, !- End-Use Subcategory
No; !- Return Air Fraction Calculated from Plenum Temperature
Lights,
Retro1-A - Storage, !- Name
L2-201-Storage Thermal Zone, !- Zone or ZoneList Name
Lighting_Ambient, !- Schedule Name
LightingLevel, !- Design Level Calculation Method
128, !- Lighting Level {W}
, !- Watts per Zone Floor Area {W/m2}
, !- Watts per Person {W/person}
0.0000, !- Return Air Fraction
0.5800, !- Fraction Radiant
0.2100, !- Fraction Visible
1.0000, !- Fraction Replaceable
Storage, !- End-Use Subcategory
No; !- Return Air Fraction Calculated from Plenum Temperature
Lights,
Retro1-A - Walkins, !- Name
L2-201-Walkins Thermal Zone, !- Zone or ZoneList Name
Lighting_Ambient, !- Schedule Name
LightingLevel, !- Design Level Calculation Method
128, !- Lighting Level {W}
, !- Watts per Zone Floor Area {W/m2}
, !- Watts per Person {W/person}
0.0000, !- Return Air Fraction
0.5800, !- Fraction Radiant
0.2100, !- Fraction Visible
1.0000, !- Fraction Replaceable
Storage, !- End-Use Subcategory
No; !- Return Air Fraction Calculated from Plenum Temperature
Lights,
Retro1-B - Walkins, !- Name
L2-201-Walkins Thermal Zone, !- Zone or ZoneList Name
Lighting_Ambient, !- Schedule Name
LightingLevel, !- Design Level Calculation Method
128, !- Lighting Level {W}
, !- Watts per Zone Floor Area {W/m2}
, !- Watts per Person {W/person}
0.0000, !- Return Air Fraction
0.5800, !- Fraction Radiant
0.2100, !- Fraction Visible
1.0000, !- Fraction Replaceable
Storage, !- End-Use Subcategory
No; !- Return Air Fraction Calculated from Plenum Temperature
Lights,
Retro1-C - Walkins, !- Name
L2-201-Walkins Thermal Zone, !- Zone or ZoneList Name
Lighting_Ambient, !- Schedule Name
LightingLevel, !- Design Level Calculation Method
128, !- Lighting Level {W}
, !- Watts per Zone Floor Area {W/m2}
, !- Watts per Person {W/person}
0.0000, !- Return Air Fraction
0.5800, !- Fraction Radiant
0.2100, !- Fraction Visible
1.0000, !- Fraction Replaceable
Storage, !- End-Use Subcategory
No; !- Return Air Fraction Calculated from Plenum Temperature
Lights,
Retro6-A - Storage, !- Name
L2-201-ExgStorage Thermal Zone, !- Zone or ZoneList Name
Lighting_Ambient, !- Schedule Name
LightingLevel, !- Design Level Calculation Method
42, !- Lighting Level {W}
, !- Watts per Zone Floor Area {W/m2}
, !- Watts per Person {W/person}
0.0000, !- Return Air Fraction
0.5800, !- Fraction Radiant
0.2100, !- Fraction Visible
1.0000, !- Fraction Replaceable
Storage, !- End-Use Subcategory
No; !- Return Air Fraction Calculated from Plenum Temperature
Lights,
Retro6-B - Storage, !- Name
L2-201-ExgStorage Thermal Zone, !- Zone or ZoneList Name
Lighting_Ambient, !- Schedule Name
LightingLevel, !- Design Level Calculation Method
42, !- Lighting Level {W}
, !- Watts per Zone Floor Area {W/m2}
, !- Watts per Person {W/person}
0.0000, !- Return Air Fraction
0.5800, !- Fraction Radiant
0.2100, !- Fraction Visible
1.0000, !- Fraction Replaceable
Storage, !- End-Use Subcategory
No; !- Return Air Fraction Calculated from Plenum Temperature
Lights,
AA1-A - RefrigEquip, !- Name
L2-205-RefrigerationEquipmentRoomLower Thermal Zone, !- Zone or ZoneList Name
Lighting_Ambient, !- Schedule Name
LightingLevel, !- Design Level Calculation Method
64, !- Lighting Level {W}
, !- Watts per Zone Floor Area {W/m2}
, !- Watts per Person {W/person}
0.0000, !- Return Air Fraction
0.5800, !- Fraction Radiant
0.2100, !- Fraction Visible
1.0000, !- Fraction Replaceable
RefrigEquip Room, !- End-Use Subcategory
No; !- Return Air Fraction Calculated from Plenum Temperature
Lights,
AA-A - RefrigEquip, !- Name
L2-205-RefrigerationEquipmentRoomLower Thermal Zone, !- Zone or ZoneList Name
Lighting_Ambient, !- Schedule Name
LightingLevel, !- Design Level Calculation Method
128, !- Lighting Level {W}
, !- Watts per Zone Floor Area {W/m2}
, !- Watts per Person {W/person}
0.0000, !- Return Air Fraction
0.5800, !- Fraction Radiant
0.2100, !- Fraction Visible
1.0000, !- Fraction Replaceable
RefrigEquip Room, !- End-Use Subcategory
No; !- Return Air Fraction Calculated from Plenum Temperature
Lights,
AA-B - RefrigEquip, !- Name
L2-205-RefrigerationEquipmentRoomLower Thermal Zone, !- Zone or ZoneList Name
Lighting_Ambient, !- Schedule Name
LightingLevel, !- Design Level Calculation Method
128, !- Lighting Level {W}
, !- Watts per Zone Floor Area {W/m2}
, !- Watts per Person {W/person}
0.0000, !- Return Air Fraction
0.5800, !- Fraction Radiant
0.2100, !- Fraction Visible
1.0000, !- Fraction Replaceable
RefrigEquip Room, !- End-Use Subcategory
No; !- Return Air Fraction Calculated from Plenum Temperature
Lights,
AA-C - RefrigEquip, !- Name
L2-205-RefrigerationEquipmentRoomUpper Thermal Zone, !- Zone or ZoneList Name
Lighting_Ambient, !- Schedule Name
LightingLevel, !- Design Level Calculation Method
128, !- Lighting Level {W}
, !- Watts per Zone Floor Area {W/m2}
, !- Watts per Person {W/person}
0.0000, !- Return Air Fraction
0.5800, !- Fraction Radiant
0.2100, !- Fraction Visible
1.0000, !- Fraction Replaceable
RefrigEquip Room, !- End-Use Subcategory
No; !- Return Air Fraction Calculated from Plenum Temperature
Lights,
AA-D - RefrigEquip, !- Name
L2-205-RefrigerationEquipmentRoomUpper Thermal Zone, !- Zone or ZoneList Name
Lighting_Ambient, !- Schedule Name
LightingLevel, !- Design Level Calculation Method
128, !- Lighting Level {W}
, !- Watts per Zone Floor Area {W/m2}
, !- Watts per Person {W/person}
0.0000, !- Return Air Fraction
0.5800, !- Fraction Radiant
0.2100, !- Fraction Visible
1.0000, !- Fraction Replaceable
RefrigEquip Room, !- End-Use Subcategory
No; !- Return Air Fraction Calculated from Plenum Temperature
Lights,
AA-E - RefrigEquip, !- Name
L2-205-RefrigerationEquipmentRoomUpper Thermal Zone, !- Zone or ZoneList Name
Lighting_Ambient, !- Schedule Name
LightingLevel, !- Design Level Calculation Method
128, !- Lighting Level {W}
, !- Watts per Zone Floor Area {W/m2}
, !- Watts per Person {W/person}
0.0000, !- Return Air Fraction
0.5800, !- Fraction Radiant
0.2100, !- Fraction Visible
1.0000, !- Fraction Replaceable
RefrigEquip Room, !- End-Use Subcategory
No; !- Return Air Fraction Calculated from Plenum Temperature
Lights,
AA-F - RefrigEquip, !- Name
L2-205-RefrigerationEquipmentRoomUpper Thermal Zone, !- Zone or ZoneList Name
Lighting_Ambient, !- Schedule Name
LightingLevel, !- Design Level Calculation Method
128, !- Lighting Level {W}
, !- Watts per Zone Floor Area {W/m2}
, !- Watts per Person {W/person}
0.0000, !- Return Air Fraction
0.5800, !- Fraction Radiant
0.2100, !- Fraction Visible
1.0000, !- Fraction Replaceable
RefrigEquip Room, !- End-Use Subcategory
No; !- Return Air Fraction Calculated from Plenum Temperature
!- =========== ALL OBJECTS IN CLASS: ELECTRICEQUIPMENT ===========
ElectricEquipment,
10300A - Checkstand, !- Name
L1-102-Checkout1 Thermal Zone, !- Zone or ZoneList Name
Equipment_Cashier, !- Schedule Name
EquipmentLevel, !- Design Level Calculation Method
400, !- Design Level {W}
, !- Watts per Zone Floor Area {W/m2}
, !- Watts per Person {W/person}
, !- Fraction Latent
0.1, !- Fraction Radiant
, !- Fraction Lost
Checkout; !- End-Use Subcategory
ElectricEquipment,
10300B - Checkstand, !- Name
L1-102-Checkout2 Thermal Zone, !- Zone or ZoneList Name
Equipment_Cashier, !- Schedule Name
EquipmentLevel, !- Design Level Calculation Method
400, !- Design Level {W}
, !- Watts per Zone Floor Area {W/m2}
, !- Watts per Person {W/person}
, !- Fraction Latent
0.1, !- Fraction Radiant
, !- Fraction Lost
Checkout; !- End-Use Subcategory
ElectricEquipment,
10300C - Checkstand, !- Name
L1-102-Checkout3 Thermal Zone, !- Zone or ZoneList Name
Equipment_Cashier, !- Schedule Name
EquipmentLevel, !- Design Level Calculation Method
400, !- Design Level {W}
, !- Watts per Zone Floor Area {W/m2}
, !- Watts per Person {W/person}
, !- Fraction Latent
0.1, !- Fraction Radiant
, !- Fraction Lost
Checkout; !- End-Use Subcategory
ElectricEquipment,
10300D - Checkstand, !- Name
L1-102-Checkout4 Thermal Zone, !- Zone or ZoneList Name
Equipment_Cashier, !- Schedule Name
EquipmentLevel, !- Design Level Calculation Method
400, !- Design Level {W}
, !- Watts per Zone Floor Area {W/m2}
, !- Watts per Person {W/person}
, !- Fraction Latent
0.1, !- Fraction Radiant
, !- Fraction Lost
Checkout; !- End-Use Subcategory
ElectricEquipment,
10301 - Express Check, !- Name
L1-102-SelfCheckout Thermal Zone, !- Zone or ZoneList Name
Equipment_Cashier, !- Schedule Name
EquipmentLevel, !- Design Level Calculation Method
400, !- Design Level {W}
, !- Watts per Zone Floor Area {W/m2}
, !- Watts per Person {W/person}
, !- Fraction Latent
0.1, !- Fraction Radiant
, !- Fraction Lost
Checkout; !- End-Use Subcategory
ElectricEquipment,
10600A - Register, !- Name
L1-102-Checkout1 Thermal Zone, !- Zone or ZoneList Name
Equipment_Cashier, !- Schedule Name
EquipmentLevel, !- Design Level Calculation Method
400, !- Design Level {W}
, !- Watts per Zone Floor Area {W/m2}
, !- Watts per Person {W/person}
, !- Fraction Latent
0.1, !- Fraction Radiant
, !- Fraction Lost
Checkout; !- End-Use Subcategory
ElectricEquipment,
10600B - Register, !- Name
L1-102-Checkout2 Thermal Zone, !- Zone or ZoneList Name
Equipment_Cashier, !- Schedule Name
EquipmentLevel, !- Design Level Calculation Method
400, !- Design Level {W}
, !- Watts per Zone Floor Area {W/m2}
, !- Watts per Person {W/person}
, !- Fraction Latent
0.1, !- Fraction Radiant
, !- Fraction Lost
Checkout; !- End-Use Subcategory
ElectricEquipment,
10600C - Register, !- Name
L1-102-Checkout3 Thermal Zone, !- Zone or ZoneList Name
Equipment_Cashier, !- Schedule Name
EquipmentLevel, !- Design Level Calculation Method
400, !- Design Level {W}
, !- Watts per Zone Floor Area {W/m2}
, !- Watts per Person {W/person}
, !- Fraction Latent
0.1, !- Fraction Radiant
, !- Fraction Lost
Checkout; !- End-Use Subcategory
ElectricEquipment,
10600D - Register, !- Name
L1-102-Checkout4 Thermal Zone, !- Zone or ZoneList Name
Equipment_Cashier, !- Schedule Name
EquipmentLevel, !- Design Level Calculation Method
400, !- Design Level {W}
, !- Watts per Zone Floor Area {W/m2}
, !- Watts per Person {W/person}
, !- Fraction Latent
0.1, !- Fraction Radiant
, !- Fraction Lost
Checkout; !- End-Use Subcategory
ElectricEquipment,
10600F - Register, !- Name
L1-102-SelfCheckout Thermal Zone, !- Zone or ZoneList Name
Equipment_Cashier, !- Schedule Name
EquipmentLevel, !- Design Level Calculation Method
400, !- Design Level {W}
, !- Watts per Zone Floor Area {W/m2}
, !- Watts per Person {W/person}
, !- Fraction Latent
0.1, !- Fraction Radiant
, !- Fraction Lost
Checkout; !- End-Use Subcategory
ElectricEquipment,
10600G - Register, !- Name
L1-102-SelfCheckout Thermal Zone, !- Zone or ZoneList Name
Equipment_Cashier, !- Schedule Name
EquipmentLevel, !- Design Level Calculation Method
400, !- Design Level {W}
, !- Watts per Zone Floor Area {W/m2}
, !- Watts per Person {W/person}
, !- Fraction Latent
0.1, !- Fraction Radiant
, !- Fraction Lost
Checkout; !- End-Use Subcategory
ElectricEquipment,
10600H - Register, !- Name
L1-102-SelfCheckout Thermal Zone, !- Zone or ZoneList Name
Equipment_Cashier, !- Schedule Name
EquipmentLevel, !- Design Level Calculation Method
400, !- Design Level {W}
, !- Watts per Zone Floor Area {W/m2}
, !- Watts per Person {W/person}
, !- Fraction Latent
0.1, !- Fraction Radiant
, !- Fraction Lost
Checkout; !- End-Use Subcategory
ElectricEquipment,
10600J - Register, !- Name
L1-102-SelfCheckout Thermal Zone, !- Zone or ZoneList Name
Equipment_Cashier, !- Schedule Name
EquipmentLevel, !- Design Level Calculation Method
400, !- Design Level {W}
, !- Watts per Zone Floor Area {W/m2}
, !- Watts per Person {W/person}
, !- Fraction Latent
0.1, !- Fraction Radiant
, !- Fraction Lost
Checkout; !- End-Use Subcategory
ElectricEquipment,
10600K - Register, !- Name
L1-103-Floral Thermal Zone, !- Zone or ZoneList Name
Equipment_Cashier, !- Schedule Name
EquipmentLevel, !- Design Level Calculation Method
400, !- Design Level {W}
, !- Watts per Zone Floor Area {W/m2}
, !- Watts per Person {W/person}
, !- Fraction Latent
0.1, !- Fraction Radiant
, !- Fraction Lost
Checkout; !- End-Use Subcategory
ElectricEquipment,
9305 - Espressor Brewer, !- Name
L1-127-Coffee Thermal Zone, !- Zone or ZoneList Name
Equipment_Misc1, !- Schedule Name
EquipmentLevel, !- Design Level Calculation Method
4600, !- Design Level {W}
, !- Watts per Zone Floor Area {W/m2}
, !- Watts per Person {W/person}
, !- Fraction Latent
, !- Fraction Radiant
, !- Fraction Lost
Coffee/Bakery; !- End-Use Subcategory
ElectricEquipment,
9306 - Grinder, !- Name
L1-127-Coffee Thermal Zone, !- Zone or ZoneList Name
Equipment_Misc1, !- Schedule Name
EquipmentLevel, !- Design Level Calculation Method
1080, !- Design Level {W}
, !- Watts per Zone Floor Area {W/m2}
, !- Watts per Person {W/person}
, !- Fraction Latent
, !- Fraction Radiant
, !- Fraction Lost
Coffee/Bakery; !- End-Use Subcategory
ElectricEquipment,
9516 - Register, !- Name
L1-127-Coffee Thermal Zone, !- Zone or ZoneList Name
Equipment_Cashier, !- Schedule Name
EquipmentLevel, !- Design Level Calculation Method
400, !- Design Level {W}
, !- Watts per Zone Floor Area {W/m2}
, !- Watts per Person {W/person}
, !- Fraction Latent
, !- Fraction Radiant
, !- Fraction Lost
Coffee/Bakery; !- End-Use Subcategory
ElectricEquipment,
9304 - Coffee Brewer, !- Name
L1-126-BakeryService Thermal Zone, !- Zone or ZoneList Name
Equipment_Misc1, !- Schedule Name
EquipmentLevel, !- Design Level Calculation Method
4600, !- Design Level {W}
, !- Watts per Zone Floor Area {W/m2}
, !- Watts per Person {W/person}
, !- Fraction Latent
, !- Fraction Radiant
, !- Fraction Lost
Coffee/Bakery; !- End-Use Subcategory
ElectricEquipment,
9307A - Grinder, !- Name
L1-126-BakeryService Thermal Zone, !- Zone or ZoneList Name
Equipment_Misc1, !- Schedule Name
EquipmentLevel, !- Design Level Calculation Method
1080, !- Design Level {W}
, !- Watts per Zone Floor Area {W/m2}
, !- Watts per Person {W/person}
, !- Fraction Latent
, !- Fraction Radiant
, !- Fraction Lost
Coffee/Bakery; !- End-Use Subcategory
ElectricEquipment,
9307B - Grinder, !- Name
L1-126-BakeryService Thermal Zone, !- Zone or ZoneList Name
Equipment_Misc1, !- Schedule Name
EquipmentLevel, !- Design Level Calculation Method
1080, !- Design Level {W}
, !- Watts per Zone Floor Area {W/m2}
, !- Watts per Person {W/person}
, !- Fraction Latent
, !- Fraction Radiant
, !- Fraction Lost
Coffee/Bakery; !- End-Use Subcategory
ElectricEquipment,
9302 - Scale, !- Name
L1-126-BakeryService Thermal Zone, !- Zone or ZoneList Name
Equipment_Cashier, !- Schedule Name
EquipmentLevel, !- Design Level Calculation Method
120, !- Design Level {W}
, !- Watts per Zone Floor Area {W/m2}
, !- Watts per Person {W/person}
, !- Fraction Latent
, !- Fraction Radiant
, !- Fraction Lost
Coffee/Bakery; !- End-Use Subcategory
ElectricEquipment,
9312 - Ice Machine, !- Name
L1-126-BakeryService Thermal Zone, !- Zone or ZoneList Name
ALWAYS_ON, !- Schedule Name
EquipmentLevel, !- Design Level Calculation Method
624, !- Design Level {W}
, !- Watts per Zone Floor Area {W/m2}
, !- Watts per Person {W/person}
, !- Fraction Latent
, !- Fraction Radiant
, !- Fraction Lost
Coffee/Bakery; !- End-Use Subcategory
ElectricEquipment,
9313 - Wheat Grass Juicer, !- Name
L1-126-BakeryService Thermal Zone, !- Zone or ZoneList Name
Equipment_Misc1, !- Schedule Name
EquipmentLevel, !- Design Level Calculation Method
696, !- Design Level {W}
, !- Watts per Zone Floor Area {W/m2}
, !- Watts per Person {W/person}
, !- Fraction Latent
, !- Fraction Radiant
, !- Fraction Lost
Coffee/Bakery; !- End-Use Subcategory
ElectricEquipment,
9300 - Freezer, !- Name
L1-126-BakeryService Thermal Zone, !- Zone or ZoneList Name
ALWAYS_ON, !- Schedule Name
EquipmentLevel, !- Design Level Calculation Method
816, !- Design Level {W}
, !- Watts per Zone Floor Area {W/m2}
, !- Watts per Person {W/person}
, !- Fraction Latent
, !- Fraction Radiant
, !- Fraction Lost
Coffee/Bakery; !- End-Use Subcategory
ElectricEquipment,
9301 - Refrigerator, !- Name
L1-126-BakeryService Thermal Zone, !- Zone or ZoneList Name
ALWAYS_ON, !- Schedule Name
EquipmentLevel, !- Design Level Calculation Method
120, !- Design Level {W}
, !- Watts per Zone Floor Area {W/m2}
, !- Watts per Person {W/person}
, !- Fraction Latent
, !- Fraction Radiant
, !- Fraction Lost
Coffee/Bakery; !- End-Use Subcategory
ElectricEquipment,
9311A - Blender, !- Name
L1-126-BakeryService Thermal Zone, !- Zone or ZoneList Name
Equipment_Misc1, !- Schedule Name
EquipmentLevel, !- Design Level Calculation Method
1344, !- Design Level {W}
, !- Watts per Zone Floor Area {W/m2}
, !- Watts per Person {W/person}
, !- Fraction Latent
, !- Fraction Radiant
, !- Fraction Lost
Coffee/Bakery; !- End-Use Subcategory
ElectricEquipment,
9311B - Blender, !- Name
L1-126-BakeryService Thermal Zone, !- Zone or ZoneList Name
Equipment_Misc1, !- Schedule Name
EquipmentLevel, !- Design Level Calculation Method
1344, !- Design Level {W}
, !- Watts per Zone Floor Area {W/m2}
, !- Watts per Person {W/person}
, !- Fraction Latent
, !- Fraction Radiant
, !- Fraction Lost
Coffee/Bakery; !- End-Use Subcategory
ElectricEquipment,
9311C - Blender, !- Name
L1-126-BakeryService Thermal Zone, !- Zone or ZoneList Name
Equipment_Misc1, !- Schedule Name
EquipmentLevel, !- Design Level Calculation Method
1344, !- Design Level {W}
, !- Watts per Zone Floor Area {W/m2}
, !- Watts per Person {W/person}
, !- Fraction Latent
, !- Fraction Radiant
, !- Fraction Lost
Coffee/Bakery; !- End-Use Subcategory
ElectricEquipment,
9309 - Dishwasher, !- Name
L1-126-BakeryService Thermal Zone, !- Zone or ZoneList Name
Equipment_Misc1, !- Schedule Name
EquipmentLevel, !- Design Level Calculation Method
1848, !- Design Level {W}
, !- Watts per Zone Floor Area {W/m2}
, !- Watts per Person {W/person}
, !- Fraction Latent
, !- Fraction Radiant
, !- Fraction Lost
Coffee/Bakery; !- End-Use Subcategory
ElectricEquipment,
12301 - Bailer, !- Name
L1-106-ReceivingTransformers2 Thermal Zone, !- Zone or ZoneList Name
Equipment_Misc1, !- Schedule Name
EquipmentLevel, !- Design Level Calculation Method
11592, !- Design Level {W}
, !- Watts per Zone Floor Area {W/m2}
, !- Watts per Person {W/person}
, !- Fraction Latent
, !- Fraction Radiant
, !- Fraction Lost
Recieving; !- End-Use Subcategory
ElectricEquipment,
12517 - Flytrap, !- Name
L1-106-ReceivingTransformers2 Thermal Zone, !- Zone or ZoneList Name
ALWAYS_ON, !- Schedule Name
EquipmentLevel, !- Design Level Calculation Method
70, !- Design Level {W}
, !- Watts per Zone Floor Area {W/m2}
, !- Watts per Person {W/person}
, !- Fraction Latent
, !- Fraction Radiant
, !- Fraction Lost
Recieving; !- End-Use Subcategory
ElectricEquipment,
5116 - Food Bar, !- Name
L1-125-PreparedFoods2 Thermal Zone, !- Zone or ZoneList Name
Equipment_Misc2, !- Schedule Name
EquipmentLevel, !- Design Level Calculation Method
9027, !- Design Level {W}
, !- Watts per Zone Floor Area {W/m2}
, !- Watts per Person {W/person}
, !- Fraction Latent
, !- Fraction Radiant
, !- Fraction Lost
Prepared Foods; !- End-Use Subcategory
ElectricEquipment,
5248 - Hot Food, !- Name
L1-125-PreparedFoods2 Thermal Zone, !- Zone or ZoneList Name
Equipment_Misc2, !- Schedule Name
EquipmentLevel, !- Design Level Calculation Method
1747, !- Design Level {W}
, !- Watts per Zone Floor Area {W/m2}
, !- Watts per Person {W/person}
, !- Fraction Latent
, !- Fraction Radiant
, !- Fraction Lost
Prepared Foods; !- End-Use Subcategory
ElectricEquipment,
5115 - Salad Bar, !- Name
L1-125-PreparedFoods1 Thermal Zone, !- Zone or ZoneList Name
Equipment_Misc2, !- Schedule Name
EquipmentLevel, !- Design Level Calculation Method
998, !- Design Level {W}
, !- Watts per Zone Floor Area {W/m2}
, !- Watts per Person {W/person}
, !- Fraction Latent
, !- Fraction Radiant
, !- Fraction Lost
Prepared Foods; !- End-Use Subcategory
ElectricEquipment,
4300 - Scale, !- Name
L1-124-SpecialtyService Thermal Zone, !- Zone or ZoneList Name
Equipment_Cashier, !- Schedule Name
EquipmentLevel, !- Design Level Calculation Method
120, !- Design Level {W}
, !- Watts per Zone Floor Area {W/m2}
, !- Watts per Person {W/person}
, !- Fraction Latent
, !- Fraction Radiant
, !- Fraction Lost
Specialty Foods; !- End-Use Subcategory
ElectricEquipment,
4301 - Wrapper, !- Name
L1-124-SpecialtyService Thermal Zone, !- Zone or ZoneList Name
Equipment_Misc1, !- Schedule Name
EquipmentLevel, !- Design Level Calculation Method
240, !- Design Level {W}
, !- Watts per Zone Floor Area {W/m2}
, !- Watts per Person {W/person}
, !- Fraction Latent
, !- Fraction Radiant
, !- Fraction Lost
Specialty Foods; !- End-Use Subcategory
ElectricEquipment,
4302 - Mini Wrapper, !- Name
L1-124-SpecialtyService Thermal Zone, !- Zone or ZoneList Name
Equipment_Misc1, !- Schedule Name
EquipmentLevel, !- Design Level Calculation Method
240, !- Design Level {W}
, !- Watts per Zone Floor Area {W/m2}
, !- Watts per Person {W/person}
, !- Fraction Latent
, !- Fraction Radiant
, !- Fraction Lost
Specialty Foods; !- End-Use Subcategory
ElectricEquipment,
4303 - Cheese Grater, !- Name
L1-124-SpecialtyService Thermal Zone, !- Zone or ZoneList Name
Equipment_Misc1, !- Schedule Name
EquipmentLevel, !- Design Level Calculation Method
1200, !- Design Level {W}
, !- Watts per Zone Floor Area {W/m2}
, !- Watts per Person {W/person}
, !- Fraction Latent
, !- Fraction Radiant
, !- Fraction Lost
Specialty Foods; !- End-Use Subcategory
ElectricEquipment,
4504 - Fly Trap, !- Name
L1-124-SpecialtyService Thermal Zone, !- Zone or ZoneList Name
ALWAYS_ON, !- Schedule Name
EquipmentLevel, !- Design Level Calculation Method
70, !- Design Level {W}
, !- Watts per Zone Floor Area {W/m2}
, !- Watts per Person {W/person}
, !- Fraction Latent
, !- Fraction Radiant
, !- Fraction Lost
Specialty Foods; !- End-Use Subcategory
ElectricEquipment,
4505 - Food Processor, !- Name
L1-124-SpecialtyService Thermal Zone, !- Zone or ZoneList Name
Equipment_Misc1, !- Schedule Name
EquipmentLevel, !- Design Level Calculation Method
70, !- Design Level {W}
, !- Watts per Zone Floor Area {W/m2}
, !- Watts per Person {W/person}
, !- Fraction Latent
, !- Fraction Radiant
, !- Fraction Lost
Specialty Foods; !- End-Use Subcategory
ElectricEquipment,
5288 - Veggie Dryer, !- Name
L1-118-PreparedFoodsPrep Thermal Zone, !- Zone or ZoneList Name
Equipment_Misc1, !- Schedule Name
EquipmentLevel, !- Design Level Calculation Method
696, !- Design Level {W}
, !- Watts per Zone Floor Area {W/m2}
, !- Watts per Person {W/person}
, !- Fraction Latent
, !- Fraction Radiant
, !- Fraction Lost
Prepared Foods BOH; !- End-Use Subcategory
ElectricEquipment,
5253 - Ref Table Top, !- Name
L1-118-PreparedFoodsPrep Thermal Zone, !- Zone or ZoneList Name
Equipment_Misc1, !- Schedule Name
EquipmentLevel, !- Design Level Calculation Method
660, !- Design Level {W}
, !- Watts per Zone Floor Area {W/m2}
, !- Watts per Person {W/person}
, !- Fraction Latent
, !- Fraction Radiant
, !- Fraction Lost
Prepared Foods BOH; !- End-Use Subcategory
ElectricEquipment,
5254 - Sandwhich Table, !- Name
L1-118-PreparedFoodsPrep Thermal Zone, !- Zone or ZoneList Name
Equipment_Misc1, !- Schedule Name
EquipmentLevel, !- Design Level Calculation Method
1440, !- Design Level {W}
, !- Watts per Zone Floor Area {W/m2}
, !- Watts per Person {W/person}
, !- Fraction Latent
, !- Fraction Radiant
, !- Fraction Lost
Prepared Foods BOH; !- End-Use Subcategory
ElectricEquipment,
5290 - Sealer, !- Name
L1-118-PreparedFoodsPrep Thermal Zone, !- Zone or ZoneList Name
Equipment_Misc1, !- Schedule Name
EquipmentLevel, !- Design Level Calculation Method
1200, !- Design Level {W}
, !- Watts per Zone Floor Area {W/m2}
, !- Watts per Person {W/person}
, !- Fraction Latent
, !- Fraction Radiant
, !- Fraction Lost
Prepared Foods BOH; !- End-Use Subcategory
ElectricEquipment,
5298 - Rotisserie, !- Name
L1-118-PreparedFoodsPrep Thermal Zone, !- Zone or ZoneList Name
Equipment_Misc1, !- Schedule Name
EquipmentLevel, !- Design Level Calculation Method
640, !- Design Level {W}
, !- Watts per Zone Floor Area {W/m2}
, !- Watts per Person {W/person}
, !- Fraction Latent
, !- Fraction Radiant
, !- Fraction Lost
Prepared Foods BOH; !- End-Use Subcategory
ElectricEquipment,
5284A - Convection Steamer, !- Name
L1-118-PreparedFoodsPrep Thermal Zone, !- Zone or ZoneList Name
Equipment_Misc1, !- Schedule Name
EquipmentLevel, !- Design Level Calculation Method
17000, !- Design Level {W}
, !- Watts per Zone Floor Area {W/m2}
, !- Watts per Person {W/person}
, !- Fraction Latent
, !- Fraction Radiant
, !- Fraction Lost
Prepared Foods BOH; !- End-Use Subcategory
ElectricEquipment,
5284B - Convection Steamer, !- Name
L1-118-PreparedFoodsPrep Thermal Zone, !- Zone or ZoneList Name
Equipment_Misc1, !- Schedule Name
EquipmentLevel, !- Design Level Calculation Method
17000, !- Design Level {W}
, !- Watts per Zone Floor Area {W/m2}
, !- Watts per Person {W/person}
, !- Fraction Latent
, !- Fraction Radiant
, !- Fraction Lost
Prepared Foods BOH; !- End-Use Subcategory
ElectricEquipment,
5328 - Alto Shaam, !- Name
L1-118-PreparedFoodsPrep Thermal Zone, !- Zone or ZoneList Name
Equipment_Misc1, !- Schedule Name
EquipmentLevel, !- Design Level Calculation Method
811, !- Design Level {W}
, !- Watts per Zone Floor Area {W/m2}
, !- Watts per Person {W/person}
, !- Fraction Latent
, !- Fraction Radiant
, !- Fraction Lost
Prepared Foods BOH; !- End-Use Subcategory
ElectricEquipment,
5500 - Fly Trap, !- Name
L1-118-PreparedFoodsPrep Thermal Zone, !- Zone or ZoneList Name
ALWAYS_ON, !- Schedule Name
EquipmentLevel, !- Design Level Calculation Method
70, !- Design Level {W}
, !- Watts per Zone Floor Area {W/m2}
, !- Watts per Person {W/person}
, !- Fraction Latent
, !- Fraction Radiant
, !- Fraction Lost
Prepared Foods BOH; !- End-Use Subcategory
ElectricEquipment,
2329 - Blast Chiller, !- Name
L1-118-PreparedFoodsPrep Thermal Zone, !- Zone or ZoneList Name
Equipment_Misc3, !- Schedule Name
EquipmentLevel, !- Design Level Calculation Method
1176, !- Design Level {W}
, !- Watts per Zone Floor Area {W/m2}
, !- Watts per Person {W/person}
, !- Fraction Latent
, !- Fraction Radiant
, !- Fraction Lost
Prepared Foods BOH; !- End-Use Subcategory
ElectricEquipment,
5268 - Scale, !- Name
L1-118-PreparedFoodsPrep Thermal Zone, !- Zone or ZoneList Name
Equipment_Cashier, !- Schedule Name
EquipmentLevel, !- Design Level Calculation Method
120, !- Design Level {W}
, !- Watts per Zone Floor Area {W/m2}
, !- Watts per Person {W/person}
, !- Fraction Latent
, !- Fraction Radiant
, !- Fraction Lost
Prepared Foods BOH; !- End-Use Subcategory
ElectricEquipment,
5455 - Ref Table Top, !- Name
L1-118-PreparedFoodsPrep Thermal Zone, !- Zone or ZoneList Name
Equipment_Misc1, !- Schedule Name
EquipmentLevel, !- Design Level Calculation Method
660, !- Design Level {W}
, !- Watts per Zone Floor Area {W/m2}
, !- Watts per Person {W/person}
, !- Fraction Latent
, !- Fraction Radiant
, !- Fraction Lost
Prepared Foods BOH; !- End-Use Subcategory
ElectricEquipment,
2300A - Scale, !- Name
L1-117-SeafoodSurface Thermal Zone, !- Zone or ZoneList Name
Equipment_Cashier, !- Schedule Name
EquipmentLevel, !- Design Level Calculation Method
120, !- Design Level {W}
, !- Watts per Zone Floor Area {W/m2}
, !- Watts per Person {W/person}
, !- Fraction Latent
, !- Fraction Radiant
, !- Fraction Lost
Meat & Seafood; !- End-Use Subcategory
ElectricEquipment,
2300B - Scale, !- Name
L1-117-SeafoodSurface Thermal Zone, !- Zone or ZoneList Name
Equipment_Cashier, !- Schedule Name
EquipmentLevel, !- Design Level Calculation Method
120, !- Design Level {W}
, !- Watts per Zone Floor Area {W/m2}
, !- Watts per Person {W/person}
, !- Fraction Latent
, !- Fraction Radiant
, !- Fraction Lost
Meat & Seafood; !- End-Use Subcategory
ElectricEquipment,
2307 - Food Processor, !- Name
L1-117-SeafoodSurface Thermal Zone, !- Zone or ZoneList Name
Equipment_Misc1, !- Schedule Name
EquipmentLevel, !- Design Level Calculation Method
840, !- Design Level {W}
, !- Watts per Zone Floor Area {W/m2}
, !- Watts per Person {W/person}
, !- Fraction Latent
, !- Fraction Radiant
, !- Fraction Lost
Meat & Seafood; !- End-Use Subcategory
ElectricEquipment,
2313A - Ref Table Top, !- Name
L1-117-SeafoodSurface Thermal Zone, !- Zone or ZoneList Name
Equipment_Misc1, !- Schedule Name
EquipmentLevel, !- Design Level Calculation Method
660, !- Design Level {W}
, !- Watts per Zone Floor Area {W/m2}
, !- Watts per Person {W/person}
, !- Fraction Latent
, !- Fraction Radiant
, !- Fraction Lost
Meat & Seafood; !- End-Use Subcategory
ElectricEquipment,
2313B - Ref Table Top, !- Name
L1-117-SeafoodSurface Thermal Zone, !- Zone or ZoneList Name
Equipment_Misc1, !- Schedule Name
EquipmentLevel, !- Design Level Calculation Method
660, !- Design Level {W}
, !- Watts per Zone Floor Area {W/m2}
, !- Watts per Person {W/person}
, !- Fraction Latent
, !- Fraction Radiant
, !- Fraction Lost
Meat & Seafood; !- End-Use Subcategory
ElectricEquipment,
2308 - Wrapper, !- Name
L1-117-SeafoodSurface Thermal Zone, !- Zone or ZoneList Name
Equipment_Misc1, !- Schedule Name
EquipmentLevel, !- Design Level Calculation Method
240, !- Design Level {W}
, !- Watts per Zone Floor Area {W/m2}
, !- Watts per Person {W/person}
, !- Fraction Latent
, !- Fraction Radiant
, !- Fraction Lost
Meat & Seafood; !- End-Use Subcategory
ElectricEquipment,
2508 - Fly Trap, !- Name
L1-117-SeafoodSurface Thermal Zone, !- Zone or ZoneList Name
ALWAYS_ON, !- Schedule Name
EquipmentLevel, !- Design Level Calculation Method
70, !- Design Level {W}
, !- Watts per Zone Floor Area {W/m2}
, !- Watts per Person {W/person}
, !- Fraction Latent
, !- Fraction Radiant
, !- Fraction Lost
Meat & Seafood; !- End-Use Subcategory
ElectricEquipment,
3300A - Scale, !- Name
L1-116-MeatService Thermal Zone, !- Zone or ZoneList Name
Equipment_Cashier, !- Schedule Name
EquipmentLevel, !- Design Level Calculation Method
120, !- Design Level {W}
, !- Watts per Zone Floor Area {W/m2}
, !- Watts per Person {W/person}
, !- Fraction Latent
, !- Fraction Radiant
, !- Fraction Lost
Meat & Seafood; !- End-Use Subcategory
ElectricEquipment,
3300B - Scale, !- Name
L1-116-MeatService Thermal Zone, !- Zone or ZoneList Name
Equipment_Cashier, !- Schedule Name
EquipmentLevel, !- Design Level Calculation Method
120, !- Design Level {W}
, !- Watts per Zone Floor Area {W/m2}
, !- Watts per Person {W/person}
, !- Fraction Latent
, !- Fraction Radiant
, !- Fraction Lost
Meat & Seafood; !- End-Use Subcategory
ElectricEquipment,
3213A - Ref Table Top, !- Name
L1-116-MeatService Thermal Zone, !- Zone or ZoneList Name
Equipment_Misc1, !- Schedule Name
EquipmentLevel, !- Design Level Calculation Method
660, !- Design Level {W}
, !- Watts per Zone Floor Area {W/m2}
, !- Watts per Person {W/person}
, !- Fraction Latent
, !- Fraction Radiant
, !- Fraction Lost
Meat & Seafood; !- End-Use Subcategory
ElectricEquipment,
3213B - Ref Table Top, !- Name
L1-116-MeatService Thermal Zone, !- Zone or ZoneList Name
Equipment_Misc1, !- Schedule Name
EquipmentLevel, !- Design Level Calculation Method
660, !- Design Level {W}
, !- Watts per Zone Floor Area {W/m2}
, !- Watts per Person {W/person}
, !- Fraction Latent
, !- Fraction Radiant
, !- Fraction Lost
Meat & Seafood; !- End-Use Subcategory
ElectricEquipment,
3213C - Ref Table Top, !- Name
L1-116-MeatService Thermal Zone, !- Zone or ZoneList Name
Equipment_Misc1, !- Schedule Name
EquipmentLevel, !- Design Level Calculation Method
660, !- Design Level {W}
, !- Watts per Zone Floor Area {W/m2}
, !- Watts per Person {W/person}
, !- Fraction Latent
, !- Fraction Radiant
, !- Fraction Lost
Meat & Seafood; !- End-Use Subcategory
ElectricEquipment,
3213D - Ref Table Top, !- Name
L1-116-MeatService Thermal Zone, !- Zone or ZoneList Name
Equipment_Misc1, !- Schedule Name
EquipmentLevel, !- Design Level Calculation Method
660, !- Design Level {W}
, !- Watts per Zone Floor Area {W/m2}
, !- Watts per Person {W/person}
, !- Fraction Latent
, !- Fraction Radiant
, !- Fraction Lost
Meat & Seafood; !- End-Use Subcategory
ElectricEquipment,
3308 - Table Top Grinder,!- Name
L1-116-MeatService Thermal Zone, !- Zone or ZoneList Name
Equipment_Misc1, !- Schedule Name
EquipmentLevel, !- Design Level Calculation Method
740, !- Design Level {W}
, !- Watts per Zone Floor Area {W/m2}
, !- Watts per Person {W/person}
, !- Fraction Latent
, !- Fraction Radiant
, !- Fraction Lost
Meat & Seafood; !- End-Use Subcategory
ElectricEquipment,
3302 - Slicer, !- Name
L1-116-MeatService Thermal Zone, !- Zone or ZoneList Name
Equipment_Misc1, !- Schedule Name
EquipmentLevel, !- Design Level Calculation Method
300, !- Design Level {W}
, !- Watts per Zone Floor Area {W/m2}
, !- Watts per Person {W/person}
, !- Fraction Latent
, !- Fraction Radiant
, !- Fraction Lost
Meat & Seafood; !- End-Use Subcategory
ElectricEquipment,
3320 - Wrapper, !- Name
L1-116-MeatService Thermal Zone, !- Zone or ZoneList Name
Equipment_Misc1, !- Schedule Name
EquipmentLevel, !- Design Level Calculation Method
780, !- Design Level {W}
, !- Watts per Zone Floor Area {W/m2}
, !- Watts per Person {W/person}
, !- Fraction Latent
, !- Fraction Radiant
, !- Fraction Lost
Meat & Seafood; !- End-Use Subcategory
ElectricEquipment,
8309A-F - Nut Grinders, !- Name
L1-101-SalesAisleBulk Thermal Zone, !- Zone or ZoneList Name
Equipment_Misc1, !- Schedule Name
EquipmentLevel, !- Design Level Calculation Method
6240, !- Design Level {W}
, !- Watts per Zone Floor Area {W/m2}
, !- Watts per Person {W/person}
, !- Fraction Latent
, !- Fraction Radiant
, !- Fraction Lost
Sales; !- End-Use Subcategory
ElectricEquipment,
1304 - Wrapper, !- Name
L1-110-ProducePrep Thermal Zone, !- Zone or ZoneList Name
Equipment_Misc1, !- Schedule Name
EquipmentLevel, !- Design Level Calculation Method
750, !- Design Level {W}
, !- Watts per Zone Floor Area {W/m2}
, !- Watts per Person {W/person}
, !- Fraction Latent
, !- Fraction Radiant
, !- Fraction Lost
Produce Prep; !- End-Use Subcategory
ElectricEquipment,
1301 - Scale, !- Name
L1-110-ProducePrep Thermal Zone, !- Zone or ZoneList Name
Equipment_Cashier, !- Schedule Name
EquipmentLevel, !- Design Level Calculation Method
120, !- Design Level {W}
, !- Watts per Zone Floor Area {W/m2}
, !- Watts per Person {W/person}
, !- Fraction Latent
, !- Fraction Radiant
, !- Fraction Lost
Produce Prep; !- End-Use Subcategory
ElectricEquipment,
1311 - Food Processor, !- Name
L1-110-ProducePrep Thermal Zone, !- Zone or ZoneList Name
Equipment_Misc1, !- Schedule Name
EquipmentLevel, !- Design Level Calculation Method
1008, !- Design Level {W}
, !- Watts per Zone Floor Area {W/m2}
, !- Watts per Person {W/person}
, !- Fraction Latent
, !- Fraction Radiant
, !- Fraction Lost
Produce Prep; !- End-Use Subcategory
ElectricEquipment,
1515 - Fly Trap, !- Name
L1-110-ProducePrep Thermal Zone, !- Zone or ZoneList Name
ALWAYS_ON, !- Schedule Name
EquipmentLevel, !- Design Level Calculation Method
70, !- Design Level {W}
, !- Watts per Zone Floor Area {W/m2}
, !- Watts per Person {W/person}
, !- Fraction Latent
, !- Fraction Radiant
, !- Fraction Lost
Produce Prep; !- End-Use Subcategory
ElectricEquipment,
2114 - Ice Flaker, !- Name
L1-110-ProducePrep Thermal Zone, !- Zone or ZoneList Name
Equipment_Misc1, !- Schedule Name
EquipmentLevel, !- Design Level Calculation Method
811, !- Design Level {W}
, !- Watts per Zone Floor Area {W/m2}
, !- Watts per Person {W/person}
, !- Fraction Latent
, !- Fraction Radiant
, !- Fraction Lost
Produce Prep; !- End-Use Subcategory
ElectricEquipment,
12319 - Refrigerator, !- Name
M-158-BreakRoom Thermal Zone, !- Zone or ZoneList Name
ALWAYS_ON, !- Schedule Name
EquipmentLevel, !- Design Level Calculation Method
1000, !- Design Level {W}
, !- Watts per Zone Floor Area {W/m2}
, !- Watts per Person {W/person}
, !- Fraction Latent
, !- Fraction Radiant
, !- Fraction Lost
Break Room; !- End-Use Subcategory
ElectricEquipment,
12320 - Microwave, !- Name
M-158-BreakRoom Thermal Zone, !- Zone or ZoneList Name
Equipment_Misc1, !- Schedule Name
EquipmentLevel, !- Design Level Calculation Method
1600, !- Design Level {W}
, !- Watts per Zone Floor Area {W/m2}
, !- Watts per Person {W/person}
, !- Fraction Latent
, !- Fraction Radiant
, !- Fraction Lost
Break Room; !- End-Use Subcategory
ElectricEquipment,
5288 - Vegetable Dryer, !- Name
M-162-PrepRoom Thermal Zone, !- Zone or ZoneList Name
Equipment_Misc1, !- Schedule Name
EquipmentLevel, !- Design Level Calculation Method
696, !- Design Level {W}
, !- Watts per Zone Floor Area {W/m2}
, !- Watts per Person {W/person}
, !- Fraction Latent
, !- Fraction Radiant
, !- Fraction Lost
Meat Prep; !- End-Use Subcategory
ElectricEquipment,
3305 - Mixer, !- Name
M-164-MeatCooler Thermal Zone, !- Zone or ZoneList Name
Equipment_Misc1, !- Schedule Name
EquipmentLevel, !- Design Level Calculation Method
9360, !- Design Level {W}
, !- Watts per Zone Floor Area {W/m2}
, !- Watts per Person {W/person}
, !- Fraction Latent
, !- Fraction Radiant
, !- Fraction Lost
Meat Prep; !- End-Use Subcategory
ElectricEquipment,
3509 - Fly Trap, !- Name
M-163-MeatPrep Thermal Zone, !- Zone or ZoneList Name
ALWAYS_ON, !- Schedule Name
EquipmentLevel, !- Design Level Calculation Method
30, !- Design Level {W}
, !- Watts per Zone Floor Area {W/m2}
, !- Watts per Person {W/person}
, !- Fraction Latent
, !- Fraction Radiant
, !- Fraction Lost
Meat Prep; !- End-Use Subcategory
ElectricEquipment,
3304 - Meat Saw, !- Name
M-163-MeatPrep Thermal Zone, !- Zone or ZoneList Name
Equipment_Misc1, !- Schedule Name
EquipmentLevel, !- Design Level Calculation Method
2200, !- Design Level {W}
, !- Watts per Zone Floor Area {W/m2}
, !- Watts per Person {W/person}
, !- Fraction Latent
, !- Fraction Radiant
, !- Fraction Lost
Meat Prep; !- End-Use Subcategory
ElectricEquipment,
3306 - Sausage Stuffer, !- Name
M-163-MeatPrep Thermal Zone, !- Zone or ZoneList Name
Equipment_Misc1, !- Schedule Name
EquipmentLevel, !- Design Level Calculation Method
1296, !- Design Level {W}
, !- Watts per Zone Floor Area {W/m2}
, !- Watts per Person {W/person}
, !- Fraction Latent
, !- Fraction Radiant
, !- Fraction Lost
Meat Prep; !- End-Use Subcategory
ElectricEquipment,
3309 - Tumbler, !- Name
M-163-MeatPrep Thermal Zone, !- Zone or ZoneList Name
Equipment_Misc1, !- Schedule Name
EquipmentLevel, !- Design Level Calculation Method
576, !- Design Level {W}
, !- Watts per Zone Floor Area {W/m2}
, !- Watts per Person {W/person}
, !- Fraction Latent
, !- Fraction Radiant
, !- Fraction Lost
Meat Prep; !- End-Use Subcategory
ElectricEquipment,
3312 - Tenderizer, !- Name
M-163-MeatPrep Thermal Zone, !- Zone or ZoneList Name
Equipment_Misc1, !- Schedule Name
EquipmentLevel, !- Design Level Calculation Method
900, !- Design Level {W}
, !- Watts per Zone Floor Area {W/m2}
, !- Watts per Person {W/person}
, !- Fraction Latent
, !- Fraction Radiant
, !- Fraction Lost
Meat Prep; !- End-Use Subcategory
ElectricEquipment,
3300 - Scale, !- Name
M-163-MeatPrep Thermal Zone, !- Zone or ZoneList Name
Equipment_Cashier, !- Schedule Name
EquipmentLevel, !- Design Level Calculation Method
120, !- Design Level {W}
, !- Watts per Zone Floor Area {W/m2}
, !- Watts per Person {W/person}
, !- Fraction Latent
, !- Fraction Radiant
, !- Fraction Lost
Meat Prep; !- End-Use Subcategory
ElectricEquipment,
3308 - Grinder, !- Name
M-163-MeatPrep Thermal Zone, !- Zone or ZoneList Name
Equipment_Misc1, !- Schedule Name
EquipmentLevel, !- Design Level Calculation Method
740, !- Design Level {W}
, !- Watts per Zone Floor Area {W/m2}
, !- Watts per Person {W/person}
, !- Fraction Latent
, !- Fraction Radiant
, !- Fraction Lost
Meat Prep; !- End-Use Subcategory
ElectricEquipment,
12517 - Fly Trap, !- Name
L2-201-Storage Thermal Zone, !- Zone or ZoneList Name
ALWAYS_ON, !- Schedule Name
EquipmentLevel, !- Design Level Calculation Method
70, !- Design Level {W}
, !- Watts per Zone Floor Area {W/m2}
, !- Watts per Person {W/person}
, !- Fraction Latent
, !- Fraction Radiant
, !- Fraction Lost
BOH; !- End-Use Subcategory
ElectricEquipment,
Desktop1, !- Name
M-201-ExgStorage Thermal Zone, !- Zone or ZoneList Name
Equipment_Office, !- Schedule Name
EquipmentLevel, !- Design Level Calculation Method
155, !- Design Level {W}
, !- Watts per Zone Floor Area {W/m2}
, !- Watts per Person {W/person}
, !- Fraction Latent
, !- Fraction Radiant
, !- Fraction Lost
Staff Computers; !- End-Use Subcategory
ElectricEquipment,
Desktop2, !- Name
M-201-ExgStorage Thermal Zone, !- Zone or ZoneList Name
Equipment_Office, !- Schedule Name
EquipmentLevel, !- Design Level Calculation Method
155, !- Design Level {W}
, !- Watts per Zone Floor Area {W/m2}
, !- Watts per Person {W/person}
, !- Fraction Latent
, !- Fraction Radiant
, !- Fraction Lost
Staff Computers; !- End-Use Subcategory
ElectricEquipment,
Desktop (x10), !- Name
M-201-ExgStorage Thermal Zone, !- Zone or ZoneList Name
Equipment_Office, !- Schedule Name
EquipmentLevel, !- Design Level Calculation Method
1550, !- Design Level {W}
, !- Watts per Zone Floor Area {W/m2}
, !- Watts per Person {W/person}
, !- Fraction Latent
, !- Fraction Radiant
, !- Fraction Lost
Staff Computers; !- End-Use Subcategory
ElectricEquipment,
Desktop4, !- Name
M-154-ExgOffice Thermal Zone, !- Zone or ZoneList Name
Equipment_Office, !- Schedule Name
EquipmentLevel, !- Design Level Calculation Method
155, !- Design Level {W}
, !- Watts per Zone Floor Area {W/m2}
, !- Watts per Person {W/person}
, !- Fraction Latent
, !- Fraction Radiant
, !- Fraction Lost
Staff Computers; !- End-Use Subcategory
ElectricEquipment,
Desktop5, !- Name
M-155-ExgOffice Thermal Zone, !- Zone or ZoneList Name
Equipment_Office, !- Schedule Name
EquipmentLevel, !- Design Level Calculation Method
155, !- Design Level {W}
, !- Watts per Zone Floor Area {W/m2}
, !- Watts per Person {W/person}
, !- Fraction Latent
, !- Fraction Radiant
, !- Fraction Lost
Staff Computers; !- End-Use Subcategory
ElectricEquipment,
Laptop (x4), !- Name
M-156-StlOffice Thermal Zone, !- Zone or ZoneList Name
Equipment_Office, !- Schedule Name
EquipmentLevel, !- Design Level Calculation Method
200, !- Design Level {W}
, !- Watts per Zone Floor Area {W/m2}
, !- Watts per Person {W/person}
, !- Fraction Latent
, !- Fraction Radiant
, !- Fraction Lost
Staff Computers; !- End-Use Subcategory
ElectricEquipment,
Printer (lg), !- Name
M-156-StlOffice Thermal Zone, !- Zone or ZoneList Name
Equipment_Office, !- Schedule Name
EquipmentLevel, !- Design Level Calculation Method
320, !- Design Level {W}
, !- Watts per Zone Floor Area {W/m2}
, !- Watts per Person {W/person}
, !- Fraction Latent
, !- Fraction Radiant
, !- Fraction Lost
Staff Computers; !- End-Use Subcategory
!- =========== ALL OBJECTS IN CLASS: EXTERIOR:LIGHTS ===========
Exterior:Lights,
M3-A Exterior, !- Name
Lighting_Outdoor, !- Schedule Name
70, !- Design Level {W}
AstronomicalClock, !- Control Option
Exterior Lighting; !- End-Use Subcategory
Exterior:Lights,
M3-B Exterior, !- Name
Lighting_Outdoor, !- Schedule Name
70, !- Design Level {W}
AstronomicalClock, !- Control Option
Exterior Lighting; !- End-Use Subcategory
Exterior:Lights,
M3-C Exterior, !- Name
Lighting_Outdoor, !- Schedule Name
70, !- Design Level {W}
AstronomicalClock, !- Control Option
Exterior Lighting; !- End-Use Subcategory
Exterior:Lights,
M3-D Exterior, !- Name
Lighting_Outdoor, !- Schedule Name
70, !- Design Level {W}
AstronomicalClock, !- Control Option
Exterior Lighting; !- End-Use Subcategory
Exterior:Lights,
M3-E Exterior, !- Name
Lighting_Outdoor, !- Schedule Name
70, !- Design Level {W}
AstronomicalClock, !- Control Option
Exterior Lighting; !- End-Use Subcategory
Exterior:Lights,
M3-F Exterior, !- Name
Lighting_Outdoor, !- Schedule Name
70, !- Design Level {W}
AstronomicalClock, !- Control Option
Exterior Lighting; !- End-Use Subcategory
Exterior:Lights,
M3-G Exterior, !- Name
Lighting_Outdoor, !- Schedule Name
70, !- Design Level {W}
AstronomicalClock, !- Control Option
Exterior Lighting; !- End-Use Subcategory
Exterior:Lights,
M3-H Exterior, !- Name
Lighting_Outdoor, !- Schedule Name
70, !- Design Level {W}
AstronomicalClock, !- Control Option
Exterior Lighting; !- End-Use Subcategory
Exterior:Lights,
M4-A Exterior, !- Name
Lighting_Outdoor, !- Schedule Name
26, !- Design Level {W}
AstronomicalClock, !- Control Option
Exterior Lighting; !- End-Use Subcategory
Exterior:Lights,
M4-B Exterior, !- Name
Lighting_Outdoor, !- Schedule Name
26, !- Design Level {W}
AstronomicalClock, !- Control Option
Exterior Lighting; !- End-Use Subcategory
!- =========== ALL OBJECTS IN CLASS: OUTPUT:VARIABLEDICTIONARY ===========
Output:VariableDictionary,
IDF, !- Key Field
Name; !- Sort Option
!- =========== ALL OBJECTS IN CLASS: OUTPUT:TABLE:SUMMARYREPORTS ===========
Output:Table:SummaryReports,
AllSummary; !- Report 1 Name
!- =========== ALL OBJECTS IN CLASS: OUTPUTCONTROL:TABLE:STYLE ===========
OutputControl:Table:Style,
HTML; !- Column Separator

## ObjectList
VERSION
SIMULATIONCONTROL
BUILDING
SHADOWCALCULATION
SURFACECONVECTIONALGORITHM:INSIDE
SURFACECONVECTIONALGORITHM:OUTSIDE
HEATBALANCEALGORITHM
TIMESTEP
SITE:LOCATION
RUNPERIOD
SCHEDULETYPELIMITS
SCHEDULE:COMPACT
MATERIAL
MATERIAL:NOMASS
MATERIAL:AIRGAP
WINDOWMATERIAL:SIMPLEGLAZINGSYSTEM
WINDOWMATERIAL:GLAZING
WINDOWMATERIAL:GAS
CONSTRUCTION
GLOBALGEOMETRYRULES
ZONE
ZONELIST
BUILDINGSURFACE:DETAILED
FENESTRATIONSURFACE:DETAILED
SHADING:BUILDING:DETAILED
PEOPLE
LIGHTS
ELECTRICEQUIPMENT
EXTERIOR:LIGHTS
OUTPUT:VARIABLEDICTIONARY
OUTPUT:TABLE:SUMMARYREPORTS
OUTPUTCONTROL:TABLE:STYLE